{"text_format":"2","workbook":"xlsx","n_sheets":1,"sheets":["Sheet1"],"not_rendered":{"charts":0,"images":0,"macros":0,"external_links":0,"defined_names":0,"comments":0,"pivot_tables":0},"unopened":[],"bounds":{"document_bytes":16777216,"sheet_cells":100000,"run_cost":"one","rows_first":2000,"rows_last":500,"rows_between":2000,"halvings":0,"cell_chars":16384,"cell_head_chars":4096},"cells_cut":0,"cells_raw":0,"read":"whole","date_system":"1900"}

{"sheet":"Sheet1","index":0,"n_rows":634,"n_cols":24,"rows_kept":634,"cut":false,"hidden":false,"merged":[]}
["PHTA APPLIANCE EFFICIENCY POOL PUMP DATABASE\nPublished July 19, 2021","Manufacturer Name","Brand Name","Model Number","Speed RPM","Motor Design","Curve-A gpm Flow","Curve-A Power Watts","Curve-A Energy Factor","Curve-C gpm Flow","Curve-C Power Watts","Curve-C Energy Factor","Weighted Energy Factor","Motor Construction","Frame","Motor Capability (True/False)","Nameplate HP","Motor Service Factor","Motor Efficiency %","Pool Pump Motor Capacity (Total HP)","Curve-B gpm Flow","Curve-B Power Watts","Curve-B Energy Factor","Add Date"]
[null,"Speck Pumps","Speck Pumps","A91",3450,"Single-speed",40,"-","-",49,"-","-","-","Permanent-split capacitor motor",48,"False",0.5,1,"-",0.5,26,"-","-","2012-01-16"]
[null,"Speck Pumps","Speck Pumps","A91-I",3450,"Single-speed",45,"-","-",55,"-","-","-","Permanent-split capacitor motor",48,"False",0.75,1,"-",0.75,29,"-","-","2012-01-16"]
[null,"Speck Pumps","Speck Pumps","Badu EcoM2/433-II*",1725,"Dual-speed",27,"-","-",34,"-","-","-","Permanent-split capacitor motor",56,true,0.75,1.5,"-",1.1200000000000001,19,"-","-","2012-01-16"]
[null,"Speck Pumps","Speck Pumps","Badu EcoM2/433-III",3450,"Dual-speed",56,"-","-",68,"-","-","-","Permanent-split capacitor motor",56,true,1,1.4,"-",1.4,37,"-","-","2012-01-16"]
[null,"Speck Pumps","Speck Pumps","Badu EcoM2/433-III*",1725,"Dual-speed",29,"-","-",37,"-","-","-","Permanent-split capacitor motor",56,true,1,1.4,"-",1.4,19,"-","-","2012-01-16"]
[null,"Speck Pumps","Speck Pumps","Badu EcoM2/433-IV",3450,"Dual-speed",63,"-","-",79,"-","-","-","Permanent-split capacitor motor",56,true,1.5,1.3,"-",1.95,38,"-","-","2012-01-16"]
[null,"Speck Pumps","Speck Pumps","Badu EcoM2/433-IV*",1725,"Dual-speed",33,"-","-",42,"-","-","-","Permanent-split capacitor motor",56,true,1.5,1.3,"-",1.95,21,"-","-","2012-01-16"]
[null,"Speck Pumps","Speck Pumps","Badu EcoM2/433-V",3450,"Dual-speed",68,"-","-",86,"-","-","-","Permanent-split capacitor motor",56,true,2,1.2,"-",2.4,43,"-","-","2012-01-16"]
[null,"Speck Pumps","Speck Pumps","Badu EcoM2/433-V*",1725,"Dual-speed",35,"-","-",45,"-","-","-","Permanent-split capacitor motor",56,true,2,1.2,"-",2.4,23,"-","-","2012-01-16"]
[null,"Speck Pumps","Speck Pumps","Badu EcoM2/72-IV",3450,"Dual-speed",59,"-","-",80,"-","-","-","Permanent-split capacitor motor",56,true,1.5,1.3,"-",1.95,36,"-","-","2012-01-16"]
[null,"Speck Pumps","Speck Pumps","Badu EcoM2/72-IV*",1725,"Dual-speed",33,"-","-",44,"-","-","-","Permanent-split capacitor motor",56,true,1.5,1.3,"-",1.95,21,"-","-","2012-01-16"]
[null,"Speck Pumps","Speck Pumps","Badu EcoM2/72-V",3450,"Dual-speed",66,"-","-",88,"-","-","-","Permanent-split capacitor motor",56,true,2,1.2,"-",2.4,40,"-","-","2012-01-16"]
[null,"Speck Pumps","Speck Pumps","Badu EcoM2/72-V*",1725,"Dual-speed",34,"-","-",45,"-","-","-","Permanent-split capacitor motor",56,true,2,1.2,"-",2.4,21,"-","-","2012-01-16"]
[null,"Speck Pumps","Speck Pumps","Badu EcoM2/S90-II",3450,"Dual-speed",53,"-","-",70,"-","-","-","Permanent-split capacitor motor",56,true,0.75,1.5,"-",1.1200000000000001,32,"-","-","2012-01-16"]
[null,"Speck Pumps","Speck Pumps","Badu EcoM2/S90-II*",1725,"Dual-speed",28,"-","-",37,"-","-","-","Permanent-split capacitor motor",56,true,0.75,1.5,"-",1.1200000000000001,17,"-","-","2012-01-16"]
[null,"Speck Pumps","Speck Pumps","Badu EcoM2/S90-III",3450,"Dual-speed",58,"-","-",75,"-","-","-","Permanent-split capacitor motor",56,true,1,1.4,"-",1.4,35,"-","-","2012-01-16"]
[null,"Speck Pumps","Speck Pumps","Badu EcoM2/S90-III*",1725,"Dual-speed",31,"-","-",41,"-","-","-","Permanent-split capacitor motor",56,true,1,1.4,"-",1.4,19,"-","-","2012-01-16"]
[null,"Speck Pumps","Speck Pumps","Badu EcoM2/S90-IV",3450,"Dual-speed",63,"-","-",82,"-","-","-","Permanent-split capacitor motor",56,true,1.5,1.3,"-",1.95,38,"-","-","2012-01-16"]
[null,"Speck Pumps","Speck Pumps","Badu EcoM2/S90-IV*",1725,"Dual-speed",32,"-","-",43,"-","-","-","Permanent-split capacitor motor",56,true,1.5,1.3,"-",1.95,21,"-","-","2012-01-16"]
[null,"Speck Pumps","Speck Pumps","Badu EcoM3",3450,"Multiple-speed",57,"-","-",80,"-","-","-","Electronically-commutated motor",48,true,1,1.25,"-",1.25,35,"-","-","2012-01-16"]
[null,"Speck Pumps","Speck Pumps","Badu EcoM3*",1600,"Multiple-speed",26,"-","-",36,"-","-","-","Electronically-commutated motor",48,true,1,1.25,"-",1.25,15,"-","-","2012-01-16"]
[null,"Speck Pumps","Speck Pumps","Badu EcoMV/433-V",3450,"Variable-speed",65,"-","-",84,"-","-","-","Electronically-commutated motor",56,true,2.7,1,"-",2.7,40,"-","-","2012-01-16"]
[null,"Speck Pumps","Speck Pumps","Badu EcoMV/433-V*",1725,"Variable-speed",35,"-","-",45,"-","-","-","Electronically-commutated motor",56,true,2.7,1,"-",2.7,22,"-","-","2012-01-16"]
[null,"Speck Pumps","Speck Pumps","Badu EcoMV/433-V**",1000,"Variable-speed",22,"-","-",26,"-","-","-","Electronically-commutated motor",56,true,2.7,1,"-",2.7,14,"-","-","2012-01-16"]
[null,"Speck Pumps","Speck Pumps","Badu EcoMV/433-VI",3450,"Variable-speed",73,"-","-",96,"-","-","-","Electronically-commutated motor",56,true,3,1.1499999999999999,"-",3.45,45,"-","-","2012-01-16"]
[null,"Speck Pumps","Speck Pumps","Badu EcoMV/433-VI*",1725,"Variable-speed",38,"-","-",48,"-","-","-","Electronically-commutated motor",56,true,3,1.1499999999999999,"-",3.45,24,"-","-","2012-01-16"]
[null,"Speck Pumps","Speck Pumps","Badu EcoMV/433-VI**",1035,"Variable-speed",23,"-","-",30,"-","-","-","Electronically-commutated motor",56,true,3,1.1499999999999999,"-",3.45,15,"-","-","2012-01-16"]
[null,"Speck Pumps","Speck Pumps","Badu EcoMV/72-V",3450,"Variable-speed",65,"-","-",89,"-","-","-","Electronically-commutated motor",56,true,2.7,1,"-",2.7,39,"-","-","2012-01-16"]
[null,"Speck Pumps","Speck Pumps","Badu EcoMV/72-V*",1725,"Variable-speed",34,"-","-",45,"-","-","-","Electronically-commutated motor",56,true,2.7,1,"-",2.7,21,"-","-","2012-01-16"]
[null,"Speck Pumps","Speck Pumps","Badu EcoMV/72-V**",1000,"Variable-speed",24,"-","-",32,"-","-","-","Electronically-commutated motor",56,true,2.7,1,"-",2.7,12,"-","-","2012-01-16"]
[null,"Speck Pumps","Speck Pumps","Badu EcoMV/72-VI",3450,"Variable-speed",68,"-","-",93,"-","-","-","Electronically-commutated motor",56,true,3,1.1499999999999999,"-",3.45,40,"-","-","2012-01-16"]
[null,"Speck Pumps","Speck Pumps","Badu EcoMV/72-VI*",1725,"Variable-speed",35,"-","-",48,"-","-","-","Electronically-commutated motor",56,true,3,1.1499999999999999,"-",3.45,22,"-","-","2012-01-16"]
[null,"Speck Pumps","Speck Pumps","Badu EcoMV/72-VI**",1035,"Variable-speed",23,"-","-",32,"-","-","-","Electronically-commutated motor",56,true,3,1.1499999999999999,"-",3.45,12,"-","-","2012-01-16"]
[null,"Zodiac Pool Systems, Inc.","Jandy Pro Series","FHPM 1.0-2 ",1725,"Dual-speed",27,"-","-",34,"-","-","-","Permanent-split capacitor motor",56,true,1,1.67,"-",{"$f":"Q35*R35","v":1.67},16,"-","-","2012-02-10"]
[null,"Zodiac Pool Systems, Inc.","Jandy Pro Series","FHPM 1.0-2 (High Speed)",3450,"Dual-speed",55,"-","-",67.599999999999994,"-","-","-","Permanent-split capacitor motor",56,true,1,1.67,"-",1.67,35,"-","-","2012-02-10"]
[null,"Zodiac Pool Systems, Inc.","Jandy Pro Series","FHPM 1.5-2 (High Speed)",3450,"Dual-speed",60,"-","-",79.3,"-","-","-","Permanent-split capacitor motor",56,true,1.5,1.65,"-",2.4749999999999996,37,"-","-","2012-02-10"]
[null,"Zodiac Pool Systems, Inc.","Jandy Pro Series","FHPM 1.5-2 (Low Speed)",1725,"Dual-speed",29,"-","-",39.4,"-","-","-","Permanent-split capacitor motor",56,true,1.5,1.65,"-",2.4749999999999996,18,"-","-","2012-02-10"]
[null,"Zodiac Pool Systems, Inc.","Jandy Pro Series","FHPM 2.0-2 (High Speed)",3450,"Dual-speed",63,"-","-",85,"-","-","-","Permanent-split capacitor motor",56,true,2,1.47,"-",2.94,39,"-","-","2012-02-10"]
[null,"Zodiac Pool Systems, Inc.","Jandy Pro Series","FHPM 2.0-2 (Low Speed)",1725,"Dual-speed",31,"-","-",41.3,"-","-","-","Permanent-split capacitor motor",56,true,2,1.47,"-",2.94,19,"-","-","2012-02-10"]
[null,"Zodiac Pool Systems, Inc.","Jandy Pro Series","JEP 1.5",3450,"Variable-speed",67,"-","-",89.9,"-","-","-","Electronically-commutated motor",56,true,1.5,1,"-",1.5,40,"-","-","2012-02-10"]
[null,"Zodiac Pool Systems, Inc.","Jandy Pro Series","JEP 1.5",1725,"Variable-speed",33.200000000000003,"-","-",44.5,"-","-","-","Electronically-commutated motor",56,true,1.5,1,"-",1.5,20,"-","-","2012-02-10"]
[null,"Zodiac Pool Systems, Inc.","Jandy Pro Series","JEP 1.5 ",1050,"Variable-speed",20,"-","-","-","-","-","-","Electronically-commutated motor",56,true,2,1,"-",2,"-","-","-","2012-02-10"]
[null,"Zodiac Pool Systems, Inc.","Jandy Pro Series","JEP 2.0",3450,"Variable-speed",68.5,"-","-",92.6,"-","-","-","Electronically-commutated motor",56,true,2,1,"-",2,40.9,"-","-","2012-02-10"]
[null,"Zodiac Pool Systems, Inc.","Jandy Pro Series","JEP 2.0",1725,"Variable-speed",34.200000000000003,"-","-",46.3,"-","-","-","Electronically-commutated motor",56,true,2,1,"-",2,20.399999999999999,"-","-","2012-02-10"]
[null,"Zodiac Pool Systems, Inc.","Jandy Pro Series","JEP 2.0",1030,"Variable-speed",20,"-","-","-","-","-","-","Electronically-commutated motor",56,true,2,1,"-",2,"-","-","-","2012-02-10"]
[null,"Zodiac Pool Systems, Inc.","Jandy Pro Series","MHPM 0.75",3450,"Single-speed",51,"-","-",65.7,"-","-","-","Permanent-split capacitor motor",56,"False",0.75,1.3,"-",0.97500000000000009,32,"-","-","2012-02-10"]
[null,"Zodiac Pool Systems, Inc.","Jandy Pro Series","PHPF 0.50",3450,"Single-speed",54,"-","-",69.599999999999994,"-","-","-","Permanent-split capacitor motor",56,"False",0.5,1.25,"-",0.625,34,"-","-","2012-02-10"]
[null,"Zodiac Pool Systems, Inc.","Jandy Pro Series","PHPF 0.75",3450,"Single-speed",59,"-","-",76.2,"-","-","-","Permanent-split capacitor motor",56,"False",0.75,1.65,"-",1.2374999999999998,37,"-","-","2012-02-10"]
[null,"Zodiac Pool Systems, Inc.","Jandy Pro Series","PHPF 1.0-2 (High Speed)",3450,"Dual-speed",66,"-","-",85.7,"-","-","-","Permanent-split capacitor motor",56,true,1,1.65,"-",1.65,40,"-","-","2012-02-10"]
[null,"Zodiac Pool Systems, Inc.","Jandy Pro Series","PHPF 1.0-2 (Low Speed)",1725,"Dual-speed",33,"-","-",40.4,"-","-","-","Permanent-split capacitor motor",56,true,1,1.65,"-",1.65,20,"-","-","2012-02-10"]
[null,"Zodiac Pool Systems, Inc.","Jandy Pro Series","PHPF 1.5-2 (High Speed)",3450,"Dual-speed",68,"-","-",91.8,"-","-","-","Permanent-split capacitor motor",56,true,1.5,1.5,"-",2.25,40,"-","-","2012-02-10"]
[null,"Zodiac Pool Systems, Inc.","Jandy Pro Series","PHPF 1.5-2 (Low Speed)",1725,"Dual-speed",34,"-","-",44.7,"-","-","-","Permanent-split capacitor motor",56,true,1.5,1.5,"-",2.25,20,"-","-","2012-02-10"]
[null,"Zodiac Pool Systems, Inc.","Jandy Pro Series","PHPF 2.0-2 (High Speed)",3450,"Dual-speed",70,"-","-",94.7,"-","-","-","Permanent-split capacitor motor",56,true,2,1.04,"-",2.08,42,"-","-","2012-02-10"]
[null,"Zodiac Pool Systems, Inc.","Jandy Pro Series","PHPF 2.0-2 (Low Speed)",1725,"Dual-speed",35,"-","-",45,"-","-","-","Permanent-split capacitor motor",56,true,2,1.04,"-",2.08,21,"-","-","2012-02-10"]
[null,"Zodiac Pool Systems, Inc.","Jandy Pro Series","PHPM 0.75",3450,"Single-speed",54,"-","-",69.599999999999994,"-","-","-","Permanent-split capacitor motor",56,"False",0.75,1.3,"-",0.97500000000000009,34,"-","-","2012-02-10"]
[null,"Zodiac Pool Systems, Inc.","Jandy Pro Series","PHPM 1.5-2 (High Speed)",3450,"Dual-speed",66,"-","-",85.7,"-","-","-","Permanent-split capacitor motor",56,true,1.5,1.1000000000000001,"-",1.6500000000000001,40,"-","-","2012-02-10"]
[null,"Zodiac Pool Systems, Inc.","Jandy Pro Series","PHPM 1.5-2 (Low Speed)",1725,"Dual-speed",33,"-","-",40.4,"-","-","-","Permanent-split capacitor motor",56,true,1.5,1.1000000000000001,"-",1.6500000000000001,20,"-","-","2012-02-10"]
[null,"Zodiac Pool Systems, Inc.","Jandy Pro Series","PHPM 2.0-2 (High Speed)",3450,"Dual-speed",68,"-","-",92,"-","-","-","Permanent-split capacitor motor",56,true,2,1.1000000000000001,"-",2.2000000000000002,40,"-","-","2012-02-10"]
[null,"Zodiac Pool Systems, Inc.","Jandy Pro Series","PHPM 2.0-2 (Low Speed)",1725,"Dual-speed",34,"-","-",44.7,"-","-","-","Permanent-split capacitor motor",56,true,2,1.1000000000000001,"-",2.2000000000000002,20,"-","-","2012-02-10"]
[null,"Zodiac Pool Systems, Inc.","Jandy Pro Series","PHPM 2.5-2 (High Speed)",3450,"Dual-speed",70,"-","-",94.4,"-","-","-","Permanent-split capacitor motor",56,true,2.5,0.83,"-",2.0749999999999997,42,"-","-","2012-02-10"]
[null,"Zodiac Pool Systems, Inc.","Jandy Pro Series","PHPM 2.5-2 (Low Speed)",1725,"Dual-speed",35,"-","-",44.7,"-","-","-","Permanent-split capacitor motor",56,true,2.5,0.83,"-",2.0749999999999997,21,"-","-","2012-02-10"]
[null,"Zodiac Pool Systems, Inc.","Jandy Pro Series","SHPF 0.5",3450,"Single-speed",54.82,"-","-",70.3,"-","-","-","Permanent-split capacitor motor",56,"False",0.95,1.9,"-",1.8049999999999999,34.15,"-","-","2012-02-10"]
[null,"Zodiac Pool Systems, Inc.","Jandy Pro Series","SHPF 0.75",3450,"Single-speed",58,"-","-",75.599999999999994,"-","-","-","Permanent-split capacitor motor",56,"False",0.75,1.67,"-",1.2524999999999999,37,"-","-","2012-02-10"]
[null,"Zodiac Pool Systems, Inc.","Jandy Pro Series","SHPF 1.0-2 (High Speed)",3450,"Dual-speed",64,"-","-",84.6,"-","-","-","Permanent-split capacitor motor",56,true,1,1.65,"-",1.65,39,"-","-","2012-02-10"]
[null,"Zodiac Pool Systems, Inc.","Jandy Pro Series","SHPF 1.0-2 (Low Speed)",1725,"Dual-speed",32,"-","-",42.3,"-","-","-","Permanent-split capacitor motor",56,true,1,1.65,"-",1.65,20,"-","-","2012-02-10"]
[null,"Zodiac Pool Systems, Inc.","Jandy Pro Series","SHPF 1.5-2 (High Speed)",3450,"Dual-speed",68,"-","-",92,"-","-","-","Permanent-split capacitor motor",56,true,1.5,1.47,"-",2.2050000000000001,40,"-","-","2012-02-10"]
[null,"Zodiac Pool Systems, Inc.","Jandy Pro Series","SHPF 1.5-2 (Low Speed)",1725,"Dual-speed",34,"-","-",45.2,"-","-","-","Permanent-split capacitor motor",56,true,1.5,1.47,"-",2.2050000000000001,20,"-","-","2012-02-10"]
[null,"Zodiac Pool Systems, Inc.","Jandy Pro Series","SHPF 2.0-2 (High Speed)",3450,"Dual-speed",70,"-","-",95.1,"-","-","-","Permanent-split capacitor motor",56,true,2,1.3,"-",2.6,42,"-","-","2012-02-10"]
[null,"Zodiac Pool Systems, Inc.","Jandy Pro Series","SHPF 2.0-2 (Low Speed)",1725,"Dual-speed",35,"-","-",47.6,"-","-","-","Permanent-split capacitor motor",56,true,2,1.3,"-",2.6,21,"-","-","2012-02-10"]
[null,"Zodiac Pool Systems, Inc.","Jandy Pro Series","SHPM 1.5-2 (High Speed)",3450,"Dual-speed",64,"-","-",84.6,"-","-","-","Permanent-split capacitor motor",56,true,1.5,1.1000000000000001,"-",1.6500000000000001,39,"-","-","2012-02-10"]
[null,"Zodiac Pool Systems, Inc.","Jandy Pro Series","SHPM 1.5-2 (Low Speed)",1725,"Dual-speed",32,"-","-",42.3,"-","-","-","Permanent-split capacitor motor",56,true,1.5,1.1000000000000001,"-",1.6500000000000001,20,"-","-","2012-02-10"]
[null,"Zodiac Pool Systems, Inc.","Jandy Pro Series","SHPM 2.0-2 (High Speed)",3450,"Dual-speed",68,"-","-",92,"-","-","-","Permanent-split capacitor motor",56,true,2,1.1000000000000001,"-",2.2000000000000002,42,"-","-","2012-02-10"]
[null,"Zodiac Pool Systems, Inc.","Jandy Pro Series","SHPM 2.0-2 (Low Speed)",1725,"Dual-speed",34,"-","-",45.2,"-","-","-","Permanent-split capacitor motor",56,true,2,1.1000000000000001,"-",2.2000000000000002,21,"-","-","2012-02-10"]
[null,"Zodiac Pool Systems, Inc.","Jandy Pro Series","SHPM 2.5-2 (High Speed)",3450,"Dual-speed",71,"-","-",95.1,"-","-","-","Permanent-split capacitor motor",56,true,2.5,1.04,"-",2.6,43,"-","-","2012-02-10"]
[null,"Zodiac Pool Systems, Inc.","Jandy Pro Series","SHPM 2.5-2 (Low Speed)",1725,"Dual-speed",35,"-","-",47.6,"-","-","-","Permanent-split capacitor motor",56,true,2.5,1.04,"-",2.6,21,"-","-","2012-02-10"]
[null,"Zodiac Pool Systems, Inc.","Jandy Pro Series","SWF125",1725,"Single-speed",37.1,"-","-",52.9,"-","-","-","Permanent-split capacitor motor",56,"False",0.65,1,"-",0.65,21.7,"-","-","2012-02-10"]
[null,"Zodiac Pool Systems, Inc.","Jandy Pro Series","VS-FHP2.0",3450,"Variable-speed",66.400000000000006,"-","-",89.1,"-","-","-","Electronically-commutated motor",56,true,2,1,"-",2,40.1,"-","-","2012-02-10"]
[null,"Zodiac Pool Systems, Inc.","Jandy Pro Series","VS-FHP2.0",1725,"Variable-speed",33,"-","-",44.1,"-","-","-","Electronically-commutated motor",56,true,2,1,"-",2,20,"-","-","2012-02-10"]
[null,"Zodiac Pool Systems, Inc.","Jandy Pro Series","VS-FHP2.0",1070,"Variable-speed",20,"-","-","-","-","-","-","Electronically-commutated motor",56,true,2,1,"-",2,"-","-","-","2012-02-10"]
[null,"Hayward  ","Hayward  ","EF2002",3450,"Dual-speed",69,"-","-",94,"-","-","-","Capacitor start-capacitor run",56,true,2,1.2,"-",2.4,42,"-","-","2012-02-17"]
[null,"Hayward  ","Hayward  ","EF2002",1725,"Dual-speed",35,"-","-",47,"-","-","-","Capacitor start-capacitor run",56,true,0.25,1.2,"-",0.3,21,"-","-","2012-02-17"]
[null,"Hayward  ","Hayward  ","EF500",3450,"Single-speed",52,"-","-",67,"-","-","-","Capacitor start-capacitor run",56,"False",0.5,1.98,"-",0.99,33,"-","-","2012-02-17"]
[null,"Hayward  ","Hayward  ","RS1502",3450,"Dual-speed",63,"-","-",79,"-","-","-","Permanent-split capacitor motor",56,true,1.5,1,"-",1.5,40,"-","-","2012-02-17"]
[null,"Hayward  ","Hayward  ","RS1502",1725,"Dual-speed",31,"-","-",40,"-","-","-","Permanent-split capacitor motor",56,true,0.25,1,"-",0.25,19,"-","-","2012-02-17"]
[null,"Hayward  ","Hayward  ","RS2002",3450,"Dual-speed",67,"-","-",88,"-","-","-","Permanent-split capacitor motor",56,true,2,1,"-",2,41,"-","-","2012-02-17"]
[null,"Hayward  ","Hayward  ","RS2002",1725,"Dual-speed",33,"-","-",43,"-","-","-","Permanent-split capacitor motor",56,true,0.33,1,"-",0.33,20,"-","-","2012-02-17"]
[null,"Hayward  ","Hayward  ","RS2502",3450,"Dual-speed",68,"-","-",91,"-","-","-","Permanent-split capacitor motor",56,true,2.5,1,"-",2.5,42,"-","-","2012-02-17"]
[null,"Hayward  ","Hayward  ","RS2502",1725,"Dual-speed",34,"-","-",46,"-","-","-","Permanent-split capacitor motor",56,true,0.42,1,"-",0.42,21,"-","-","2012-02-17"]
[null,"Hayward  ","Hayward  ","RS750CA",3450,"Single-speed",55,"-","-",67,"-","-","-","Capacitor start-capacitor run",48,"False",0.75,1.32,"-",0.99,37,"-","-","2012-02-17"]
[null,"Hayward  ","Hayward  ","SP15922S",3450,"Dual-speed",50,"-","-",64,"-","-","-","Capacitor start-induction run",48,true,1,1,"-",1,31,"-","-","2012-02-17"]
[null,"Hayward  ","Hayward  ","SP15922S",1725,"Dual-speed",25,"-","-",33,"-","-","-","Capacitor start-induction run",48,true,0.16,1,"-",0.16,16,"-","-","2012-02-17"]
[null,"Hayward  ","Hayward  ","SP2607EE",3450,"Single-speed",53,"-","-",68,"-","-","-","Capacitor start-capacitor run",48,"False",0.75,1.32,"-",0.99,34,"-","-","2012-02-17"]
[null,"Hayward  ","Hayward  ","SP2607X102S",3450,"Dual-speed",53,"-","-",68,"-","-","-","Permanent-split capacitor motor",56,true,1,1,"-",1,34,"-","-","2012-02-17"]
[null,"Hayward  ","Hayward  ","SP2607X102S",1725,"Dual-speed",26,"-","-",32,"-","-","-","Permanent-split capacitor motor",56,true,0.16,1,"-",0.16,17,"-","-","2012-02-17"]
[null,"Hayward  ","Hayward  ","SP2610X152S",3450,"Dual-speed",59,"-","-",75,"-","-","-","Permanent-split capacitor motor",56,true,1.5,1,"-",1.5,36,"-","-","2012-02-17"]
[null,"Hayward  ","Hayward  ","SP2610X152S",1725,"Dual-speed",27,"-","-",34,"-","-","-","Permanent-split capacitor motor",56,true,0.25,1,"-",0.25,18,"-","-","2012-02-17"]
[null,"Hayward  ","Hayward  ","SP2615X202S",3450,"Dual-speed",63,"-","-",83,"-","-","-","Permanent-split capacitor motor",56,true,2,1,"-",2,39,"-","-","2012-02-17"]
[null,"Hayward  ","Hayward  ","SP2615X202S",1725,"Dual-speed",31,"-","-",41,"-","-","-","Permanent-split capacitor motor",56,true,0.33,1,"-",{"$f":"Q99*R99","v":0.33},19,"-","-","2012-02-17"]
[null,"Hayward  ","Hayward  ","SP2705X7EE",3450,"Single-speed",46,"-","-",57,"-","-","-","Capacitor start-capacitor run",48,"False",0.75,1.27,"-",0.95250000000000001,30,"-","-","2012-02-17"]
[null,"Hayward  ","Hayward  ","SP2707X102",3450,"Dual-speed",51,"-","-",65,"-","-","-","Permanent-split capacitor motor",48,true,1,1.25,"-",1.25,32,"-","-","2012-02-17"]
[null,"Hayward  ","Hayward  ","SP2707X102",1725,"Dual-speed",27,"-","-",34,"-","-","-","Permanent-split capacitor motor",48,true,0.16,1.25,"-",0.2,17,"-","-","2012-02-17"]
[null,"Hayward  ","Hayward  ","SP2710X152",3450,"Dual-speed",54,"-","-",69,"-","-","-","Permanent-split capacitor motor",48,true,1.5,1.1000000000000001,"-",1.6500000000000001,34,"-","-","2012-02-17"]
[null,"Hayward  ","Hayward  ","SP2710X152",1725,"Dual-speed",28,"-","-",36,"-","-","-","Permanent-split capacitor motor",48,true,0.25,1.1000000000000001,"-",0.27500000000000002,17,"-","-","2012-02-17"]
[null,"Hayward  ","Hayward  ","SP2715X202",3450,"Dual-speed",60,"-","-",80,"-","-","-","Permanent-split capacitor motor",48,true,2,1.1000000000000001,"-",2.2000000000000002,36,"-","-","2012-02-17"]
[null,"Hayward  ","Hayward  ","SP2715X202",1725,"Dual-speed",31,"-","-",41,"-","-","-","Permanent-split capacitor motor",48,true,0.25,1.1000000000000001,"-",0.27500000000000002,19,"-","-","2012-02-17"]
[null,"Hayward  ","Hayward  ","SP2810X152",3450,"Dual-speed",54,"-","-",68,"-","-","-","Permanent-split capacitor motor",56,true,1.5,1,"-",1.5,35,"-","-","2012-02-17"]
[null,"Hayward  ","Hayward  ","SP2810X152",1725,"Dual-speed",27,"-","-",35,"-","-","-","Permanent-split capacitor motor",56,true,0.25,1,"-",0.25,18,"-","-","2012-02-17"]
[null,"Hayward  ","Hayward  ","SP3007EECA",3450,"Single-speed",55,"-","-",67,"-","-","-","Capacitor start-capacitor run",48,"False",0.75,1.32,"-",0.99,37,"-","-","2012-02-17"]
[null,"Hayward  ","Hayward  ","SP3010X152AZ",3450,"Dual-speed",63,"-","-",79,"-","-","-","Permanent-split capacitor motor",56,true,1.5,1,"-",1.5,40,"-","-","2012-02-17"]
[null,"Hayward  ","Hayward  ","SP3010X152AZ",1725,"Dual-speed",31,"-","-",40,"-","-","-","Permanent-split capacitor motor",56,true,0.25,1,"-",0.25,19,"-","-","2012-02-17"]
[null,"Hayward  ","Hayward  ","SP3015X202AZ",3450,"Dual-speed",67,"-","-",88,"-","-","-","Permanent-split capacitor motor",56,true,2,1,"-",2,41,"-","-","2012-02-17"]
[null,"Hayward  ","Hayward  ","SP3015X202AZ",1725,"Dual-speed",33,"-","-",43,"-","-","-","Permanent-split capacitor motor",56,true,0.33,1,"-",0.33,20,"-","-","2012-02-17"]
[null,"Hayward  ","Hayward  ","SP3020X252AZ",3450,"Dual-speed",68,"-","-",91,"-","-","-","Permanent-split capacitor motor",56,true,2.5,1,"-",2.5,42,"-","-","2012-02-17"]
[null,"Hayward  ","Hayward  ","SP3020X252AZ",1725,"Dual-speed",34,"-","-",46,"-","-","-","Permanent-split capacitor motor",56,true,0.42,1,"-",0.42,21,"-","-","2012-02-17"]
[null,"Hayward  ","Hayward  ","SP3205EE",3450,"Single-speed",52,"-","-",67,"-","-","-","Capacitor start-capacitor run",56,"False",0.5,1.98,"-",0.99,33,"-","-","2012-02-17"]
[null,"Hayward  ","Hayward  ","SP3205X7",3450,"Single-speed",52,"-","-",67,"-","-","-","Permanent-split capacitor motor",56,"False",0.75,1.25,"-",0.9375,33,"-","-","2012-02-17"]
[null,"Hayward  ","Hayward  ","SP32102EE",3450,"Dual-speed",64,"-","-",85,"-","-","-","Capacitor start-capacitor run",56,true,1,1.85,"-",1.85,39,"-","-","2012-02-17"]
[null,"Hayward  ","Hayward  ","SP32102EE",1725,"Dual-speed",32,"-","-",43,"-","-","-","Capacitor start-capacitor run",56,true,0.12,1.85,"-",0.222,20,"-","-","2012-02-17"]
[null,"Hayward  ","Hayward  ","SP3210X152",3450,"Dual-speed",64,"-","-",85,"-","-","-","Capacitor start-capacitor run",56,true,1.5,1.23,"-",1.845,39,"-","-","2012-02-17"]
[null,"Hayward  ","Hayward  ","SP3210X152",1725,"Dual-speed",32,"-","-",43,"-","-","-","Capacitor start-capacitor run",56,true,0.19,1.23,"-",0.23369999999999999,20,"-","-","2012-02-17"]
[null,"Hayward  ","Hayward  ","SP32152EE",3450,"Dual-speed",69,"-","-",94,"-","-","-","Capacitor start-capacitor run",56,true,1.5,1.6,"-",2.4000000000000004,42,"-","-","2012-02-17"]
[null,"Hayward  ","Hayward  ","SP32152EE",1725,"Dual-speed",35,"-","-",47,"-","-","-","Capacitor start-capacitor run",56,true,0.19,1.6,"-",0.30400000000000005,21,"-","-","2012-02-17"]
[null,"Hayward  ","Hayward  ","SP3215X202",3450,"Dual-speed",69,"-","-",94,"-","-","-","Capacitor start-capacitor run",56,true,2,1.2,"-",2.4,42,"-","-","2012-02-17"]
[null,"Hayward  ","Hayward  ","SP3215X202",1725,"Dual-speed",35,"-","-",47,"-","-","-","Capacitor start-capacitor run",56,true,0.25,1.2,"-",0.3,21,"-","-","2012-02-17"]
[null,"Hayward  ","Hayward  ","SP32202EE",3450,"Dual-speed",70,"-","-",97,"-","-","-","Capacitor start-capacitor run",56,true,2,1.35,"-",2.7,42,"-","-","2012-02-17"]
[null,"Hayward  ","Hayward  ","SP32202EE",1725,"Dual-speed",36,"-","-",50,"-","-","-","Capacitor start-capacitor run",56,true,0.25,1.35,"-",0.33750000000000002,22,"-","-","2012-02-17"]
[null,"Hayward  ","Hayward  ","SP3220X252",3450,"Dual-speed",70,"-","-",97,"-","-","-","Capacitor start-capacitor run",56,true,2.5,1.08,"-",2.7,42,"-","-","2012-02-17"]
[null,"Hayward  ","Hayward  ","SP3220X252",1725,"Dual-speed",36,"-","-",50,"-","-","-","Capacitor start-capacitor run",56,true,0.33,1.08,"-",0.35640000000000005,22,"-","-","2012-02-17"]
[null,"Hayward  ","Hayward  ","SP3400VSP",3450,"Variable-speed",70,"-","-",97,"-","-","-","Electronically-commutated motor",48,true,2.7,1,"-",2.7,41,"-","-","2012-02-17"]
[null,"Hayward  ","Hayward  ","SP3400VSP",1725,"Variable-speed",35,"-","-",48,"-","-","-","Electronically-commutated motor",48,true,0.34,1,"-",0.34,22,"-","-","2012-02-17"]
[null,"Hayward  ","Hayward  ","SP3400VSP",1000,"Variable-speed",20,"-","-",28,"-","-","-","Electronically-commutated motor",48,true,0.06,1,"-",0.06,12,"-","-","2012-02-17"]
[null,"Hayward  ","Hayward  ","SP3400VSP",600,"Variable-speed",14,"-","-",19,"-","-","-","Electronically-commutated motor",48,true,0.01,1,"-",0.01,8,"-","-","2012-02-17"]
[null,"Hayward  ","Hayward  ","SP3400VSPC",3450,"Variable-speed",70,"-","-",97,"-","-","-","Electronically-commutated motor",48,true,2.7,1,"-",2.7,41,"-","-","2012-02-17"]
[null,"Hayward  ","Hayward  ","SP3400VSPC",1725,"Variable-speed",35,"-","-",48,"-","-","-","Electronically-commutated motor",48,true,0.34,1,"-",0.34,22,"-","-","2012-02-17"]
[null,"Hayward  ","Hayward  ","SP3400VSPC",1000,"Variable-speed",20,"-","-",28,"-","-","-","Electronically-commutated motor",48,true,0.06,1,"-",0.06,12,"-","-","2012-02-17"]
[null,"Hayward  ","Hayward  ","SP3400VSPC",600,"Variable-speed",14,"-","-",19,"-","-","-","Electronically-commutated motor",48,true,0.01,1,"-",0.01,8,"-","-","2012-02-17"]
[null,"Hayward  ","Hayward  ","SP3400VSPVR",3450,"Variable-speed",70,"-","-",97,"-","-","-","Electronically-commutated motor",48,true,2.7,1,"-",2.7,41,"-","-","2012-02-17"]
[null,"Hayward  ","Hayward  ","SP3400VSPVR",1725,"Variable-speed",35,"-","-",48,"-","-","-","Electronically-commutated motor",48,true,0.34,1,"-",0.34,22,"-","-","2012-02-17"]
[null,"Hayward  ","Hayward  ","SP3400VSPVR",1500,"Variable-speed",28,"-","-",39,"-","-","-","Electronically-commutated motor",48,true,0.22,1,"-",0.22,17,"-","-","2012-02-17"]
[null,"Hayward  ","Hayward  ","SP3400VSPVR",1000,"Variable-speed",20,"-","-",28,"-","-","-","Electronically-commutated motor",48,true,0.06,1,"-",0.06,12,"-","-","2012-02-17"]
[null,"Hayward  ","Hayward  ","SP3400VSPVRC",3450,"Variable-speed",70,"-","-",97,"-","-","-","Electronically-commutated motor",48,true,2.7,1,"-",2.7,41,"-","-","2012-02-17"]
[null,"Hayward  ","Hayward  ","SP3400VSPVRC",1725,"Variable-speed",35,"-","-",48,"-","-","-","Electronically-commutated motor",48,true,0.34,1,"-",0.34,22,"-","-","2012-02-17"]
[null,"Hayward  ","Hayward  ","SP3400VSPVRC",1500,"Variable-speed",28,"-","-",39,"-","-","-","Electronically-commutated motor",48,true,0.22,1,"-",0.22,17,"-","-","2012-02-17"]
[null,"Hayward  ","Hayward  ","SP3400VSPVRC",1000,"Variable-speed",20,"-","-",28,"-","-","-","Electronically-commutated motor",48,true,0.06,1,"-",0.06,12,"-","-","2012-02-17"]
[null,"AquaPro Systems","AquaPro","APB2S075PRO",3450,"Dual-speed",55,"-","-",70,"-","-","-","Permanent-split capacitor motor",56,true,0.75,1.65,"-",1.24,36,"-","-","2012-04-03"]
[null,"AquaPro Systems","AquaPro","APB2S075PRO",1725,"Dual-speed",28,"-","-",36,"-","-","-","Permanent-split capacitor motor",56,true,0.13,1.65,"-",0.20624999999999999,18,"-","-","2012-04-03"]
[null,"AquaPro Systems","AquaPro","APB2S10UPRO",3450,"Dual-speed",55,"-","-",70,"-","-","-","Permanent-split capacitor motor",56,true,0.75,1.65,"-",1.24,36,"-","-","2012-04-03"]
[null,"AquaPro Systems","AquaPro","APB2S10UPRO",1725,"Dual-speed",28,"-","-",36,"-","-","-","Permanent-split capacitor motor",56,true,0.13,1.65,"-",0.20624999999999999,18,"-","-","2012-04-03"]
[null,"AquaPro Systems","AquaPro","APB2SP15PRO",3450,"Dual-speed",65,"-","-",85,"-","-","-","Permanent-split capacitor motor",56,true,1.5,1.5,"-",2.25,40,"-","-","2012-04-03"]
[null,"AquaPro Systems","AquaPro","APB2SP15PRO",1725,"Dual-speed",32,"-","-",41,"-","-","-","Permanent-split capacitor motor",56,true,0.25,1.5,"-",0.38,20,"-","-","2012-04-03"]
[null,"AquaPro Systems","AquaPro","APB2SP15UPRO",3450,"Dual-speed",60,"-","-",77,"-","-","-","Permanent-split capacitor motor",56,true,1,1.65,"-",1.65,38,"-","-","2012-04-03"]
[null,"AquaPro Systems","AquaPro","APB2SP15UPRO",1725,"Dual-speed",29,"-","-",38,"-","-","-","Permanent-split capacitor motor",56,true,0.17,1.65,"-",0.28000000000000003,19,"-","-","2012-04-03"]
[null,"AquaPro Systems","AquaPro","APB2SP1PRO",3450,"Dual-speed",60,"-","-",77,"-","-","-","Permanent-split capacitor motor",56,true,1,1.65,"-",1.65,38,"-","-","2012-04-03"]
[null,"AquaPro Systems","AquaPro","APB2SP1PRO",1725,"Dual-speed",29,"-","-",38,"-","-","-","Permanent-split capacitor motor",56,true,0.17,1.65,"-",0.28000000000000003,19,"-","-","2012-04-03"]
[null,"AquaPro Systems","AquaPro","APB2SP20PRO",3450,"Dual-speed",65,"-","-",86.7,"-","-","-","Permanent-split capacitor motor",56,true,2,1.3,"-",2.6,39.200000000000003,"-","-","2012-04-03"]
[null,"AquaPro Systems","AquaPro","APB2SP20PRO",1725,"Dual-speed",32,"-","-",43,"-","-","-","Permanent-split capacitor motor",56,true,0.25,1.3,"-",0.33,19,"-","-","2012-04-03"]
[null,"AquaPro Systems","AquaPro","APB2SP20UPRO",3450,"Dual-speed",65,"-","-",85,"-","-","-","Permanent-split capacitor motor",56,true,1.5,1.5,"-",2.25,40,"-","-","2012-04-03"]
[null,"AquaPro Systems","AquaPro","APB2SP20UPRO",1725,"Dual-speed",32,"-","-",41,"-","-","-","Permanent-split capacitor motor",56,true,0.25,1.5,"-",0.38,20,"-","-","2012-04-03"]
[null,"AquaPro Systems","AquaPro","APB2SP25UPRO",1725,"Dual-speed",32,"-","-",43,"-","-","-","Permanent-split capacitor motor",56,true,0.25,1.3,"-",0.33,19,"-","-","2012-04-03"]
[null,"AquaPro Systems","AquaPro","APB2SP25UPRO",3450,"Single-speed",65,"-","-",86.7,"-","-","-","Permanent-split capacitor motor",56,"False",2,1.3,"-",2.6,39.200000000000003,"-","-","2012-04-03"]
[null,"AquaPro Systems","AquaPro","APEXVS1",2600,"Multi-speed",43,"-","-",55,"-","-","-","Electronically-commutated motor",42,true,1,1.25,"-",1.25,27.5,"-","-","2012-04-03"]
[null,"AquaPro Systems","AquaPro","APEXVS1",1725,"Multi-speed",28,"-","-",36,"-","-","-","Electronically-commutated motor",42,true,1,1.25,"-",1.25,18,"-","-","2012-04-03"]
[null,"AquaPro Systems","AquaPro","APEXVS1",3450,"Multi-speed",57,"-","-",74,"-","-","-","Electronically-commutated motor",42,true,1,1.25,"-",1.25,36,"-","-","2012-04-03"]
[null,"AquaPro Systems","Sunrunner","SUNP2075",3450,"Dual-speed",55,"-","-",70,"-","-","-","Permanent-split capacitor motor",56,true,0.75,1.65,"-",1.24,36,"-","-","2012-04-03"]
[null,"AquaPro Systems","Sunrunner","SUNP2075",1725,"Dual-speed",28,"-","-",36,"-","-","-","Permanent-split capacitor motor",56,true,0.13,1.65,"-",0.20624999999999999,18,"-","-","2012-04-03"]
[null,"AquaPro Systems","Sunrunner","SUNP2100",1725,"Dual-speed",29,"-","-",38,"-","-","-","Permanent-split capacitor motor",56,true,0.17,1.65,"-",0.28000000000000003,19,"-","-","2012-04-03"]
[null,"AquaPro Systems","Sunrunner","SUNP2100 ",3450,"Dual-speed",60,"-","-",77,"-","-","-","Permanent-split capacitor motor",56,true,1,1.65,"-",1.65,38,"-","-","2012-04-03"]
[null,"AquaPro Systems","Sunrunner","SUNP2100U",3450,"Dual-speed",55,"-","-",70,"-","-","-","Permanent-split capacitor motor",56,true,0.75,1.65,"-",1.24,36,"-","-","2012-04-03"]
[null,"AquaPro Systems","Sunrunner","SUNP2100U",1725,"Dual-speed",28,"-","-",36,"-","-","-","Permanent-split capacitor motor",56,true,0.13,1.65,"-",0.20624999999999999,18,"-","-","2012-04-03"]
[null,"AquaPro Systems","Sunrunner","SUNP2150",1725,"Dual-speed",32,"-","-",41,"-","-","-","Permanent-split capacitor motor",56,true,0.25,1.5,"-",0.38,20,"-","-","2012-04-03"]
[null,"AquaPro Systems","Sunrunner","SUNP2150 ",3450,"Dual-speed",65,"-","-",85,"-","-","-","Permanent-split capacitor motor",56,true,1.5,1.5,"-",2.25,40,"-","-","2012-04-03"]
[null,"AquaPro Systems","Sunrunner","SUNP2150U",3450,"Dual-speed",60,"-","-",77,"-","-","-","Permanent-split capacitor motor",56,true,1,1.65,"-",1.65,38,"-","-","2012-04-03"]
[null,"AquaPro Systems","Sunrunner","SUNP2150U",1725,"Dual-speed",29,"-","-",38,"-","-","-","Permanent-split capacitor motor",56,true,0.17,1.65,"-",0.28000000000000003,19,"-","-","2012-04-03"]
[null,"AquaPro Systems","Sunrunner","SUNP2200",1725,"Dual-speed",32,"-","-",43,"-","-","-","Permanent-split capacitor motor",56,true,0.25,1.3,"-",0.33,19,"-","-","2012-04-03"]
[null,"AquaPro Systems","Sunrunner","SUNP2200 ",3450,"Dual-speed",65,"-","-",86.7,"-","-","-","Permanent-split capacitor motor",56,true,2,1.3,"-",2.6,39.200000000000003,"-","-","2012-04-03"]
[null,"AquaPro Systems","Sunrunner","SUNP2200U",3450,"Dual-speed",65,"-","-",85,"-","-","-","Permanent-split capacitor motor",56,true,1.5,1.5,"-",2.25,40,"-","-","2012-04-03"]
[null,"AquaPro Systems","Sunrunner","SUNP2200U",1725,"Single-speed",32,"-","-",41,"-","-","-","Permanent-split capacitor motor",56,"False",0.25,1.5,"-",0.38,20,"-","-","2012-04-03"]
[null,"AquaPro Systems","Sunrunner","SUNP2250U",1725,"Dual-speed",32,"-","-",43,"-","-","-","Permanent-split capacitor motor",56,true,0.25,1.3,"-",0.33,19,"-","-","2012-04-03"]
[null,"AquaPro Systems","Sunrunner","SUNP2250U",3450,"Single-speed",65,"-","-",86.7,"-","-","-","Permanent-split capacitor motor",56,"False",2,1.3,"-",2.6,39.200000000000003,"-","-","2012-04-03"]
[null,"AquaPro Systems","Sunrunner","SUNPVS125",3450,"Multi-speed",57,"-","-",74,"-","-","-","Electronically-commutated motor",42,true,1,1.25,"-",1.25,36,"-","-","2012-04-03"]
[null,"AquaPro Systems","Sunrunner","SUNPVS125",2600,"Multi-speed",43,"-","-",55,"-","-","-","Electronically-commutated motor",42,true,1,1.25,"-",1.25,27.5,"-","-","2012-04-03"]
[null,"AquaPro Systems","Sunrunner","SUNPVS125",1725,"Multi-speed",28,"-","-",36,"-","-","-","Electronically-commutated motor",42,true,1,1.25,"-",1.25,18,"-","-","2012-04-03"]
[null,"Hayward  ","Hayward  ","SP2305X7EE",3450,"Single-speed",47,"-","-",57,"-","-","-","Capacitor start-capacitor run",48,"False",0.75,1.27,"-",0.95250000000000001,31,"-","-","2012-05-08"]
[null,"Hayward  ","Hayward  ","SP2307X102",3450,"Dual-speed",51,"-","-",64,"-","-","-","Permanent-split capacitor motor",48,true,1,1.25,"-",1.25,32,"-","-","2012-05-08"]
[null,"Hayward  ","Hayward  ","SP2307X102",1725,"Dual-speed",25,"-","-",32,"-","-","-","Permanent-split capacitor motor",48,true,0.16,1.25,"-",0.2,16,"-","-","2012-05-08"]
[null,"Hayward  ","Hayward  ","SP2310X152",3450,"Dual-speed",53,"-","-",68,"-","-","-","Permanent-split capacitor motor",48,true,1.5,1.1000000000000001,"-",1.6500000000000001,34,"-","-","2012-05-08"]
[null,"Hayward  ","Hayward  ","SP2310X152",1725,"Dual-speed",25,"-","-",32,"-","-","-","Permanent-split capacitor motor",48,true,0.25,1.1000000000000001,"-",0.27500000000000002,16,"-","-","2012-05-08"]
[null,"Hayward  ","Hayward  ","SP2315X202",3450,"Dual-speed",59,"-","-",78,"-","-","-","Permanent-split capacitor motor",48,true,2,1.1000000000000001,"-",2.2000000000000002,36,"-","-","2012-05-08"]
[null,"Hayward  ","Hayward  ","SP2315X202",1725,"Dual-speed",29,"-","-",37,"-","-","-","Permanent-split capacitor motor",48,true,0.25,1.1000000000000001,"-",0.27500000000000002,17,"-","-","2012-05-08"]
[null,"Speck Pumps","Speck Pumps","Badu EcoM3 V",3450,"Variable-speed",54,"-","-",72,"-","-","-","Electronically-commutated motor",48,true,1,1.25,"-",1.25,34,"-","-","2012-05-24"]
[null,"Speck Pumps","Speck Pumps","Badu EcoM3 V*",2600,"Variable-speed",41,"-","-",54,"-","-","-","Electronically-commutated motor",48,true,1,1.25,"-",1.25,25,"-","-","2012-05-24"]
[null,"Speck Pumps","Speck Pumps","Badu EcoM3 V**",1725,"Variable-speed",28,"-","-",38,"-","-","-","Electronically-commutated motor",48,true,1,1.25,"-",1.25,18,"-","-","2012-05-24"]
[null,"Speck Pumps","Speck Pumps","Badu EcoM3 V***",1000,"Variable-speed",16,"-","-",21,"-","-","-","Electronically-commutated motor",48,true,1,1.25,"-",1.25,10,"-","-","2012-05-24"]
[null,"Hayward  ","Hayward  ","SP2305X7EESP",3450,"Single-speed",36,"-","-",46,"-","-","-","Capacitor start-capacitor run",48,"False",0.75,1.27,"-",0.95,21,"-","-","2012-06-05"]
[null,"Fluidra","PSX","P280(high speed)",3075,"Variable-speed",53,"-","-",67,"-","-","-","Electronically-commutated motor",56,true,1,1.25,"-",1.25,33,"-","-","2012-08-17"]
[null,"Fluidra","PSX","P280(low speed)",1375,"Variable-speed",23.6,"-","-",29.8,"-","-","-","Electronically-commutated motor",56,true,1,1.25,"-",1.25,11,"-","-","2012-08-17"]
[null,"Fluidra","PSX","P280(mid speed)",2000,"Variable-speed",35.4,"-","-",43.4,"-","-","-","Electronically-commutated motor",56,true,1,1.25,"-",1.25,21.5,"-","-","2012-08-17"]
[null,"Fluidra","PSX","P300(high speed)",3075,"Variable-speed",53,"-","-",67,"-","-","-","Electronically-commutated motor",56,true,1,1.25,"-",1.25,32.200000000000003,"-","-","2012-08-17"]
[null,"Fluidra","PSX","P300(low speed)",1375,"Variable-speed",23.7,"-","-",30,"-","-","-","Electronically-commutated motor",56,true,1,1.25,"-",1.25,11,"-","-","2012-08-17"]
[null,"Fluidra","PSX","P300(mid speed)",2000,"Variable-speed",34.5,"-","-",43.6,"-","-","-","Electronically-commutated motor",56,true,1,1.25,"-",1.25,21,"-","-","2012-08-17"]
[null,"Fluidra","PSX","P580(high speed)",3450,"Variable-speed",64.8,"-","-",86.1,"-","-","-","Electronically-commutated motor",56,true,2,1.1499999999999999,"-",2.2999999999999998,37.799999999999997,"-","-","2012-08-17"]
[null,"Fluidra","PSX","P580(low speed)",1125,"Variable-speed",21.3,"-","-",28.5,"-","-","-","Electronically-commutated motor",56,true,2,1.1499999999999999,"-",2.2999999999999998,8,"-","-","2012-08-17"]
[null,"Fluidra","PSX","P580(mid speed)",2000,"Variable-speed",37.799999999999997,"-","-",50.5,"-","-","-","Electronically-commutated motor",56,true,2,1.1499999999999999,"-",2.2999999999999998,22.8,"-","-","2012-08-17"]
[null,"Fluidra","PSX","P600(high speed)",3450,"Variable-speed",65,"-","-",87,"-","-","-","Electronically-commutated motor",56,true,2,1.1499999999999999,"-",2.2999999999999998,39,"-","-","2012-08-17"]
[null,"Fluidra","PSX","P600(low speed)",1125,"Variable-speed",21.8,"-","-",28.9,"-","-","-","Electronically-commutated motor",56,true,2,1.1499999999999999,"-",2.2999999999999998,8.1,"-","-","2012-08-17"]
[null,"Fluidra","PSX","P600(mid speed)",2000,"Variable-speed",38,"-","-",51,"-","-","-","Electronically-commutated motor",56,true,2,1.1499999999999999,"-",2.2999999999999998,21,"-","-","2012-08-17"]
[null,"Wayne Water Systems","Wayne","WIP90",3450,"Single-speed",51,"-","-",62,"-","-","-","Permanent-split capacitor motor",56,"False",0.9,1,"-",0.9,32,"-","-","2012-09-10"]
[null,"Speck Pumps","Speck Pumps","A91R",3400,"Single-speed",36,"-","-",43,"-","-","-","Permanent-split capacitor motor",48,"False",0.5,1,"-",0.5,25,"-","-","2012-09-12"]
[null,"Speck Pumps","Raypak","PS165VSP",3450,"Variable-speed",60,"-","-",77,"-","-","-","Electronically-commutated motor",56,true,1.65,1,"-",1.65,38,"-","-","2012-11-15"]
[null,"Speck Pumps","Raypak","PS165VSP",2850,"Variable-speed",51,"-","-",66,"-","-","-","Electronically-commutated motor",56,true,1,1,"-",1.65,32,"-","-","2012-11-15"]
[null,"Speck Pumps","Raypak","PS165VSP",2100,"Variable-speed",38,"-","-",50,"-","-","-","Electronically-commutated motor",56,true,0.4,1,"-",1.65,24,"-","-","2012-11-15"]
[null,"Speck Pumps","Raypak","PS165VSP",1100,"Variable-speed",22,"-","-",28,"-","-","-","Electronically-commutated motor",56,true,0.05,1,"-",1.65,14,"-","-","2012-11-15"]
[null,"Speck Pumps","Raypak","PS270VSP",3450,"Variable-speed",65,"-","-",86,"-","-","-","Electronically-commutated motor",56,true,2.7,1,"-",2.7,39,"-","-","2012-11-28"]
[null,"Speck Pumps","Raypak","PS270VSP",2850,"Variable-speed",53,"-","-",73,"-","-","-","Electronically-commutated motor",56,true,1.5,1,"-",1.5,32,"-","-","2012-11-28"]
[null,"Speck Pumps","Raypak","PS270VSP",2100,"Variable-speed",39,"-","-",53,"-","-","-","Electronically-commutated motor",56,true,0.62,1,"-",0.62,24,"-","-","2012-11-28"]
[null,"Speck Pumps","Raypak","PS270VSP",1100,"Variable-speed",21,"-","-",28,"-","-","-","Electronically-commutated motor",56,true,0.1,1,"-",0.1,13,"-","-","2012-11-28"]
[null,"Hayward  ","Hayward  ","SP2300VSP",3000,"Variable-speed",53,"-","-",70,"-","-","-","Electronically-commutated motor",71,true,1.5,1,"-",1.5,32,"-","-","2013-02-01"]
[null,"Hayward  ","Hayward  ","SP2300VSP",1500,"Variable-speed",26,"-","-",35,"-","-","-","Electronically-commutated motor",71,true,0.19,1,"-",0.19,16,"-","-","2013-02-01"]
[null,"Hayward  ","Hayward  ","SP2300VSP",1000,"Variable-speed",17,"-","-",23,"-","-","-","Electronically-commutated motor",71,true,0.06,1,"-",0.06,11,"-","-","2013-02-01"]
[null,"Hayward  ","Hayward  ","SP2300VSP",600,"Variable-speed",10,"-","-",14,"-","-","-","Electronically-commutated motor",71,true,0.01,1,"-",0.01,6,"-","-","2013-02-01"]
[null,"Hayward  ","Hayward  ","SP2600VSP",3000,"Variable-speed",55,"-","-",69,"-","-","-","Electronically-commutated motor",71,true,1.5,1,"-",1.5,35,"-","-","2013-02-01"]
[null,"Hayward  ","Hayward  ","SP2600VSP",1500,"Variable-speed",26,"-","-",33,"-","-","-","Electronically-commutated motor",71,true,0.19,1,"-",0.19,17,"-","-","2013-02-01"]
[null,"Hayward  ","Hayward  ","SP2600VSP",1000,"Variable-speed",17,"-","-",22,"-","-","-","Electronically-commutated motor",71,true,0.06,1,"-",0.06,11,"-","-","2013-02-01"]
[null,"Hayward  ","Hayward  ","SP2600VSP",600,"Variable-speed",11,"-","-",14,"-","-","-","Electronically-commutated motor",71,true,0.01,1,"-",0.01,7,"-","-","2013-02-01"]
[null,"Hayward","Hayward","SP3200VSP ",3450,"Variable-speed",64,"-","-",85,"-","-","-","Electronically-commutated motor",48,true,1.85,1,"-",1.85,38,"-","-","2013-11-26"]
[null,"Hayward","Hayward","SP3200VSP ",1725,"Variable-speed",32,"-","-",41,"-","-","-","Electronically-commutated motor",48,true,0.23,1,"-",0.23,19,"-","-","2013-11-26"]
[null,"Hayward","Hayward","SP3200VSP ",600,"Variable-speed",11,"-","-",14,"-","-","-","Electronically-commutated motor",48,true,0.02,1,"-",0.02,7,"-","-","2013-11-26"]
[null,"Hayward","Hayward","SP3200VSPND",3450,"Variable-speed",64,"-","-",85,"-","-","-","Electronically-commutated motor",48,true,1.85,1,"-",1.85,38,"-","-","2013-11-26"]
[null,"Hayward","Hayward","SP3200VSPND",1725,"Variable-speed",32,"-","-",41,"-","-","-","Electronically-commutated motor",48,true,0.23,1,"-",0.23,19,"-","-","2013-11-26"]
[null,"Hayward","Hayward","SP3200VSPND",600,"Variable-speed",11,"-","-",14,"-","-","-","Electronically-commutated motor",48,true,0.02,1,"-",0.02,7,"-","-","2013-11-26"]
[null,"Zodiac Pool Systems, Inc.","Jandy Pro Series","VS-FHP 1.0",3450,"Variable-speed",59,"-","-",77.599999999999994,"-","-","-","Electronically-commutated motor",48,true,1,1.65,"-",{"$f":"Q232*R232","v":1.65},36.200000000000003,"-","-","2014-03-18"]
[null,"Zodiac Pool Systems, Inc.","Jandy Pro Series","VS-FHP 1.0",1730,"Variable-speed",28.9,"-","-",38,"-","-","-","Electronically-commutated motor",48,true,1,1.65,"-",{"$f":"Q233*R233","v":1.65},17.8,"-","-","2014-03-18"]
[null,"Hayward  ","Hayward  ","SP2302VSP",3000,"Variable-speed",53,"-","-",70,"-","-","-","Electronically-commutated motor",71,true,1.5,1,"-",1.5,32,"-","-","2014-06-12"]
[null,"Hayward  ","Hayward  ","SP2302VSP",1500,"Variable-speed",26,"-","-",35,"-","-","-","Electronically-commutated motor",71,true,0.19,1,"-",0.19,16,"-","-","2014-06-12"]
[null,"Hayward  ","Hayward  ","SP2302VSP",1000,"Variable-speed",17,"-","-",23,"-","-","-","Electronically-commutated motor",71,true,0.06,1,"-",0.06,11,"-","-","2014-06-12"]
[null,"Pentair Water Pool and Spa Inc.","Sta-Rite Max-E-Pro High Efficiency Pool/Spa Pump","P6E6C-204L",3450,"Single-Speed",52,"-","-",65,"-","-","-","Capacitor Start - Capacitor Run",48,"False",0.5,1.9,"-",0.95,35,"-","-","2012-02-14"]
[null,"Pentair Water Pool and Spa Inc.","Sta-Rite Max-E-Pro High Efficiency Pool/Spa Pump","P6RA6YF-206LM",3450,"Dual-Speed",62,"-","-",76,"-","-","-","Permanent-split capacitor motor",56,true,1.5,1.1000000000000001,"-",1.65,40,"-","-","2012-02-14"]
[null,"Pentair Water Pool and Spa Inc.","Sta-Rite Max-E-Pro High Efficiency Pool/Spa Pump","P6RA6YF-206LM",1725,"Dual-Speed",31,"-","-",38,"-","-","-","Permanent-split capacitor motor",56,true,0.19,1.1000000000000001,"-",0.20899999999999999,20,"-","-","2012-02-14"]
[null,"Hayward  ","Hayward  ","SP2302VSP",600,"Variable-speed",10,"-","-",14,"-","-","-","Electronically-commutated motor",71,true,0.01,1,"-",0.01,6,"-","-","2014-06-12"]
[null,"Hayward  ","Hayward  ","SP2302VSPND",3000,"Variable-speed",53,"-","-",70,"-","-","-","Electronically-commutated motor",71,true,1.5,1,"-",1.5,32,"-","-","2014-06-12"]
[null,"Hayward  ","Hayward  ","SP2302VSPND",1500,"Variable-speed",26,"-","-",35,"-","-","-","Electronically-commutated motor",71,true,0.19,1,"-",0.19,16,"-","-","2014-06-12"]
[null,"Hayward  ","Hayward  ","SP2302VSPND",1000,"Variable-speed",17,"-","-",23,"-","-","-","Electronically-commutated motor",71,true,0.06,1,"-",0.06,11,"-","-","2014-06-12"]
[null,"Hayward  ","Hayward  ","SP2302VSPND",600,"Variable-speed",10,"-","-",14,"-","-","-","Electronically-commutated motor",71,true,0.01,1,"-",0.01,6,"-","-","2014-06-12"]
[null,"Hayward  ","Hayward  ","SP2602VSP",3000,"Variable-speed",55,"-","-",69,"-","-","-","Electronically-commutated motor",71,true,1.5,1,"-",1.5,35,"-","-","2014-06-12"]
[null,"Hayward  ","Hayward  ","SP2602VSP",1500,"Variable-speed",26,"-","-",33,"-","-","-","Electronically-commutated motor",71,true,0.19,1,"-",0.19,17,"-","-","2014-06-12"]
[null,"Hayward  ","Hayward  ","SP2602VSP",1000,"Variable-speed",17,"-","-",22,"-","-","-","Electronically-commutated motor",71,true,0.06,1,"-",0.06,11,"-","-","2014-06-12"]
[null,"Hayward  ","Hayward  ","SP2602VSP",600,"Variable-speed",11,"-","-",14,"-","-","-","Electronically-commutated motor",71,true,0.01,1,"-",0.01,7,"-","-","2014-06-12"]
[null,"Hayward","Hayward","SP3202VSPND",3450,"Variable-speed",64,"-","-",85,"-","-","-","Electronically-commutated motor",48,true,1.85,1,"-",1.85,38,"-","-","2014-10-14"]
[null,"Hayward","Hayward","SP3202VSPND",1725,"Variable-speed",32,"-","-",41,"-","-","-","Electronically-commutated motor",48,true,0.23,1,"-",0.23,19,"-","-","2014-10-14"]
[null,"Hayward","Hayward","SP3202VSPND",600,"Variable-speed",11,"-","-",14,"-","-","-","Electronically-commutated motor",48,true,0.02,1,"-",0.02,7,"-","-","2014-10-14"]
[null,"Hayward","Hayward","EF200VS",3450,"Variable-speed",64,"-","-",85,"-","-","-","Electronically-commutated motor",48,true,1.85,1,"-",1.85,38,"-","-","2015-01-15"]
[null,"Hayward","Hayward","EF200VS",1725,"Variable-speed",32,"-","-",41,"-","-","-","Electronically-commutated motor",48,true,0.23,1,"-",0.23,19,"-","-","2015-01-15"]
[null,"Hayward","Hayward","EF200VS",600,"Variable-speed",11,"-","-",14,"-","-","-","Electronically-commutated motor",48,true,0.02,1,"-",0.02,7,"-","-","2015-01-15"]
[null,"Hayward","Hayward","SP26115VSP (H)",3450,"Variable-speed",48,"-","-",58,"-","-","-","Electronically-commutated motor",56,true,0.85,1,"-",0.85,33,"-","-","2015-06-23"]
[null,"Hayward","Hayward","SP26115VSP (M)",1725,"Variable-speed",26,"-","-",33,"-","-","-","Electronically-commutated motor",56,true,0.85,1,"-",0.85,16,"-","-","2015-06-23"]
[null,"Hayward","Hayward","SP26115VSP (L)",600,"Variable-speed",9,"-","-",11,"-","-","-","Electronically-commutated motor",56,true,0.85,1,"-",0.85,6,"-","-","2015-06-23"]
[null,"Zodiac Pool Systems, Inc.","Jandy Pro Series","FHPM.75",3450,"Single-Speed",46.7,"-","-",57.6,"-","-","-","Permanent-split capacitor motor",56,false,0.75,1.3,"-",0.98,30.6,"-","-","2015-07-23"]
[null,"Zodiac Pool Systems, Inc.","Jandy Pro Series","JEP2.0SVRS",3450,"Variable-Speed",69.099999999999994,"-","-",93.8,"-","-","-","Electronically-commutated motor",48,true,2.7,1,"-",2.7,41.1,"-","-","2015-07-23"]
[null,"Zodiac Pool Systems, Inc.","Jandy Pro Series","JEP2.0SVRS",1730,"Variable-Speed",34.799999999999997,"-","-",47.2,"-","-","-","Electronically-commutated motor",48,true,2.7,1,"-",2.7,20.7,"-","-","2015-07-23"]
[null,"Zodiac Pool Systems, Inc.","Jandy Pro Series","JEP2.0SVRS",1050,"Variable-Speed",21.4,"-","-",28.9,"-","-","-","Electronically-commutated motor",48,true,2.7,1,"-",2.7,12.7,"-","-","2015-07-23"]
[null,"Zodiac Pool Systems, Inc.","Jandy Pro Series","JEP2.0SVRS",1050,"Variable-Speed",21.4,"-","-",28.9,"-","-","-","Electronically-commutated motor",48,true,2.7,1,"-",2.7,12.7,"-","-","2015-07-23"]
[null,"Zodiac Pool Systems, Inc.","Jandy Pro Series","VSPHP270AUT",3450,"Variable-Speed",69.2,"-","-",93.6,"-","-","-","Electronically-commutated motor",48,true,2.7,1,"-",2.7,41.2,"-","-","2015-07-23"]
[null,"Zodiac Pool Systems, Inc.","Jandy Pro Series","VSPHP270AUT",1730,"Variable-Speed",34.5,"-","-",46.6,"-","-","-","Electronically-commutated motor",48,true,2.7,1,"-",2.7,20.5,"-","-","2015-07-23"]
[null,"Zodiac Pool Systems, Inc.","Jandy Pro Series","VSPHP270AUT",600,"Variable-Speed",12.1,"-","-",16.399999999999999,"-","-","-","Electronically-commutated motor",48,true,2.7,1,"-",2.7,7.2,"-","-","2015-07-23"]
[null,"Zodiac Pool Systems, Inc.","Jandy Pro Series","VSPHP270AUT",600,"Variable-Speed",12.1,"-","-",16.399999999999999,"-","-","-","Electronically-commutated motor",48,true,2.7,1,"-",2.7,7.2,"-","-","2015-07-23"]
[null,"Zodiac Pool Systems, Inc.","Jandy Pro Series","VSPHP270JEP",3450,"Variable-Speed",69.2,"-","-",93.6,"-","-","-","Electronically-commutated motor",48,true,2.7,1,"-",2.7,41.2,"-","-","2015-07-23"]
[null,"Zodiac Pool Systems, Inc.","Jandy Pro Series","VSPHP270JEP",1730,"Variable-Speed",34.5,"-","-",46.6,"-","-","-","Electronically-commutated motor",48,true,2.7,1,"-",2.7,20.5,"-","-","2015-07-23"]
[null,"Zodiac Pool Systems, Inc.","Jandy Pro Series","VSPHP270JEP",600,"Variable-Speed",12.1,"-","-",16.399999999999999,"-","-","-","Electronically-commutated motor",48,true,2.7,1,"-",2.7,7.2,"-","-","2015-07-23"]
[null,"Zodiac Pool Systems, Inc.","Jandy Pro Series","VSPHP270JEP",600,"Variable-Speed",12.1,"-","-",16.399999999999999,"-","-","-","Electronically-commutated motor",48,true,2.7,1,"-",2.7,7.2,"-","-","2015-07-23"]
[null,"Zodiac Pool Systems, Inc.","Jandy Pro Series","VSSHP270AUT",3450,"Variable-Speed",69.3,"-","-",93.8,"-","-","-","Electronically-commutated motor",48,true,2.7,1,"-",2.7,41.1,"-","-","2015-07-23"]
[null,"Zodiac Pool Systems, Inc.","Jandy Pro Series","VSSHP270AUT",1730,"Variable-Speed",34.6,"-","-",46.8,"-","-","-","Electronically-commutated motor",48,true,2.7,1,"-",2.7,20.5,"-","-","2015-07-23"]
[null,"Zodiac Pool Systems, Inc.","Jandy Pro Series","VSSHP270AUT",600,"Variable-Speed",11.4,"-","-",14.8,"-","-","-","Electronically-commutated motor",48,true,2.7,1,"-",2.7,6.9,"-","-","2015-07-23"]
[null,"Zodiac Pool Systems, Inc.","Jandy Pro Series","VSSHP270AUT",600,"Variable-Speed",11.4,"-","-",14.8,"-","-","-","Electronically-commutated motor",48,true,2.7,1,"-",2.7,6.9,"-","-","2015-07-23"]
[null,"Zodiac Pool Systems, Inc.","Jandy Pro Series","VSSHP220AUT",3450,"Variable-Speed",66.900000000000006,"-","-",91,"-","-","-","Electronically-commutated motor",48,true,2.2000000000000002,1,"-",2.2000000000000002,39.700000000000003,"-","-","2015-07-23"]
[null,"Zodiac Pool Systems, Inc.","Jandy Pro Series","VSSHP220AUT",1730,"Variable-Speed",33.799999999999997,"-","-",45.9,"-","-","-","Electronically-commutated motor",48,true,2.2000000000000002,1,"-",2.2000000000000002,20.100000000000001,"-","-","2015-07-23"]
[null,"Zodiac Pool Systems, Inc.","Jandy Pro Series","VSSHP220AUT",600,"Variable-Speed",11.8,"-","-",16,"-","-","-","Electronically-commutated motor",48,true,2.2000000000000002,1,"-",2.2000000000000002,7,"-","-","2015-07-23"]
[null,"Zodiac Pool Systems, Inc.","Jandy Pro Series","VSSHP220AUT",600,"Variable-Speed",11.8,"-","-",16,"-","-","-","Electronically-commutated motor",48,true,2.2000000000000002,1,"-",2.2000000000000002,7,"-","-","2015-07-23"]
[null,"Zodiac Pool Systems, Inc.","Jandy Pro Series","VSFHP270AUT",3450,"Variable-Speed",67,"-","-",89.5,"-","-","-","Electronically-commutated motor",48,true,2.7,1,"-",2.7,40.5,"-","-","2015-07-23"]
[null,"Zodiac Pool Systems, Inc.","Jandy Pro Series","VSFHP270AUT",1730,"Variable-Speed",33.1,"-","-",44.2,"-","-","-","Electronically-commutated motor",48,true,2.7,1,"-",2.7,20.100000000000001,"-","-","2015-07-23"]
[null,"Zodiac Pool Systems, Inc.","Jandy Pro Series","VSFHP270AUT",600,"Variable-Speed",9.9,"-","-",13.3,"-","-","-","Electronically-commutated motor",48,true,2.7,1,"-",2.7,6,"-","-","2015-07-23"]
[null,"Zodiac Pool Systems, Inc.","Jandy Pro Series","VSFHP270AUT",600,"Variable-Speed",9.9,"-","-",13.3,"-","-","-","Electronically-commutated motor",48,true,2.7,1,"-",2.7,6,"-","-","2015-07-23"]
[null,"Zodiac Pool Systems, Inc.","Jandy Pro Series","VSFHP270JEP",3450,"Variable-Speed",67,"-","-",89.5,"-","-","-","Electronically-commutated motor",48,true,2.7,1,"-",2.7,40.5,"-","-","2015-07-23"]
[null,"Zodiac Pool Systems, Inc.","Jandy Pro Series","VSFHP270JEP",1730,"Variable-Speed",33.1,"-","-",44.2,"-","-","-","Electronically-commutated motor",48,true,2.7,1,"-",2.7,20.100000000000001,"-","-","2015-07-23"]
[null,"Zodiac Pool Systems, Inc.","Jandy Pro Series","VSFHP270JEP",600,"Variable-Speed",9.9,"-","-",13.3,"-","-","-","Electronically-commutated motor",48,true,2.7,1,"-",2.7,6,"-","-","2015-07-23"]
[null,"Zodiac Pool Systems, Inc.","Jandy Pro Series","VSFHP270JEP",600,"Variable-Speed",9.9,"-","-",13.3,"-","-","-","Electronically-commutated motor",48,true,2.7,1,"-",2.7,6,"-","-","2015-07-23"]
[null,"Zodiac Pool Systems, Inc.","Jandy Pro Series","VSFHP165AUT",3450,"Variable-Speed",59.1,"-","-",77.900000000000006,"-","-","-","Electronically-commutated motor",48,true,1.65,1,"-",1.65,36.299999999999997,"-","-","2015-07-23"]
[null,"Zodiac Pool Systems, Inc.","Jandy Pro Series","VSFHP165AUT",1730,"Variable-Speed",29.5,"-","-",38.700000000000003,"-","-","-","Electronically-commutated motor",48,true,1.65,1,"-",1.65,18.100000000000001,"-","-","2015-07-23"]
[null,"Zodiac Pool Systems, Inc.","Jandy Pro Series","VSFHP165AUT",600,"Variable-Speed",9.9,"-","-",13.7,"-","-","-","Electronically-commutated motor",48,true,1.65,1,"-",1.65,5.9,"-","-","2015-07-23"]
[null,"Zodiac Pool Systems, Inc.","Jandy Pro Series","VSFHP165AUT",600,"Variable-Speed",9.9,"-","-",13.7,"-","-","-","Electronically-commutated motor",48,true,1.65,1,"-",1.65,5.9,"-","-","2015-07-23"]
[null,"Zodiac Pool Systems, Inc.","Jandy Pro Series","VSFHP165JEP",3450,"Variable-Speed",59.1,"-","-",77.900000000000006,"-","-","-","Electronically-commutated motor",48,true,1.65,1,"-",1.65,36.299999999999997,"-","-","2015-07-23"]
[null,"Zodiac Pool Systems, Inc.","Jandy Pro Series","VSFHP165JEP",1730,"Variable-Speed",29.5,"-","-",38.700000000000003,"-","-","-","Electronically-commutated motor",48,true,1.65,1,"-",1.65,18.100000000000001,"-","-","2015-07-23"]
[null,"Zodiac Pool Systems, Inc.","Jandy Pro Series","VSFHP165JEP",600,"Variable-Speed",9.9,"-","-",13.7,"-","-","-","Electronically-commutated motor",48,true,1.65,1,"-",1.65,5.9,"-","-","2015-07-23"]
[null,"Zodiac Pool Systems, Inc.","Jandy Pro Series","VSFHP165JEP",600,"Variable-Speed",9.9,"-","-",13.7,"-","-","-","Electronically-commutated motor",48,true,1.65,1,"-",1.65,5.9,"-","-","2015-07-23"]
[null,"Hayward","Hayward","SP23115VSP (H)",3450,"Variable-speed",50,"-","-",64,"-","-","-","Electronically-commutated motor",48,true,0.85,1,"-",0.85,32,"-","-","2015-11-05"]
[null,"Hayward","Hayward","SP23115VSP (M)",1725,"Variable-speed",25,"-","-",32,"-","-","-","Electronically-commutated motor",48,true,0.85,1,"-",0.85,16,"-","-","2015-11-05"]
[null,"Hayward","Hayward","SP23115VSP (L)",600,"Variable-speed",9,"-","-",11,"-","-","-","Electronically-commutated motor",48,true,0.85,1,"-",0.85,6,"-","-","2015-11-05"]
[null,"Hayward","Hayward","SP3202VSP (H)",3450,"Variable-speed",64,"-","-",85,"-","-","-","Electronically-commutated motor",48,true,1.85,1,"-",1.85,38,"-","-","2015-11-05"]
[null,"Hayward","Hayward","SP3202VSP (M)",1725,"Variable-speed",32,"-","-",41,"-","-","-","Electronically-commutated motor",48,true,1.85,1,"-",0.23,19,"-","-","2015-11-05"]
[null,"Hayward","Hayward","SP3202VSP (L)",600,"Variable-speed",11,"-","-",14,"-","-","-","Electronically-commutated motor",48,true,1.85,1,"-",0.02,7,"-","-","2015-11-05"]
[null,"Hayward","Hayward","SP2303VSP (H)",3450,"Variable-speed",52,"-","-",66,"-","-","-","Electronically-commutated motor",48,true,1.65,1,"-",1.65,33,"-","-","2016-03-03"]
[null,"Hayward","Hayward","SP2303VSP (M)",1725,"Variable-speed",26,"-","-",33,"-","-","-","Electronically-commutated motor",48,true,1.65,1,"-",1.65,16,"-","-","2016-03-03"]
[null,"Hayward","Hayward","SP2303VSP (L)",600,"Variable-speed",9,"-","-",12,"-","-","-","Electronically-commutated motor",48,true,1.65,1,"-",1.65,6,"-","-","2016-03-03"]
[null,"Hayward","Hayward","SP2603VSP (H)",3450,"Variable-speed",55,"-","-",70,"-","-","-","Electronically-commutated motor",56,true,1.65,1,"-",1.65,35,"-","-","2016-03-03"]
[null,"Hayward","Hayward","SP2603VSP (M)",1725,"Variable-speed",27,"-","-",35,"-","-","-","Electronically-commutated motor",56,true,1.65,1,"-",1.65,17,"-","-","2016-03-03"]
[null,"Hayward","Hayward","SP2603VSP (L)",600,"Variable-speed",9,"-","-",11,"-","-","-","Electronically-commutated motor",56,true,1.65,1,"-",1.65,6,"-","-","2016-03-03"]
[null,"Hayward","Hayward","SP2600VSP2 (H)",3000,"Variable-speed",55,"-","-",69,"-","-","-","Electronically-commutated motor",71,true,1.5,1,"-",1.5,35,"-","-","2016-03-03"]
[null,"Hayward","Hayward","SP2600VSP2 (M)",1500,"Variable-speed",26,"-","-",33,"-","-","-","Electronically-commutated motor",71,true,0.19,1,"-",0.19,17,"-","-","2016-03-03"]
[null,"Hayward","Hayward","SP2600VSP2 (L)",600,"Variable-speed",11,"-","-",14,"-","-","-","Electronically-commutated motor",71,true,0.01,1,"-",0.01,7,"-","-","2016-03-03"]
[null,"Hayward","Hayward","SP32900VSP (H)",3450,"Variable-speed",64,"-","-",85,"-","-","-","Electronically-commutated motor",48,true,1.85,1,"-",1.85,38,"-","-","2016-03-03"]
[null,"Hayward","Hayward","SP32900VSP (M)",1725,"Variable-speed",32,"-","-",41,"-","-","-","Electronically-commutated motor",48,true,1.85,1,"-",1.85,19,"-","-","2016-03-03"]
[null,"Hayward","Hayward","SP32900VSP (L)",600,"Variable-speed",11,"-","-",14,"-","-","-","Electronically-commutated motor",48,true,1.85,1,"-",1.85,7,"-","-","2016-03-03"]
[null,"Waterway","Waterway","ECONO-VS",1000,"Variable-speed",16,"-","-",22,"-","-","-","Electronically-commutated motor",56,true,2.7,1,"-",2.7,10,"-","-","2016-07-07"]
[null,"Waterway","Waterway","ECONO-VS",3450,"Variable-speed",58,"-","-",80,"-","-","-","Electronically-commutated motor",56,true,2.7,1,"-",2.7,34,"-","-","2016-07-07"]
[null,"Waterway","Waterway","ECONO-VS",600,"Variable-speed",10,"-","-",13,"-","-","-","Electronically-commutated motor",56,true,2.7,1,"-",2.7,5,"-","-","2016-07-07"]
[null,"Waterway","Waterway","ECONO-VSC",1000,"Variable-speed",19,"-","-",25,"-","-","-","Electronically-commutated motor",56,true,2.7,1,"-",2.7,11,"-","-","2016-07-07"]
[null,"Waterway","Waterway","ECON0-VSC",3450,"Variable-speed",66,"-","-",89,"-","-","-","Electronically-commutated motor",56,true,2.7,1,"-",2.7,40,"-","-","2016-07-07"]
[null,"Waterway","Waterway","ECONO-VSC",600,"Variable-speed",11,"-","-",15,"-","-","-","Electronically-commutated motor",56,true,2.7,1,"-",2.7,7,"-","-","2016-07-07"]
[null,"Waterway","Waterway","3420820-h10 HIGH",3450,"Dual-speed",53,"-","-",87,"-","-","-","Permanent-split capacitor motor",48,true,2,1,"-",2,31,"-","-","2016-07-11"]
[null,"Waterway","Waterway","3420820-h10 LOW",1725,"Dual-speed",27,"-","-",37,"-","-","-","Permanent-split capacitor motor",48,true,2,1,"-",2,15,"-","-","2016-07-11"]
[null,"Waterway","Waterway","3420610-H10 HIGH",3450,"Dual-speed",55,"-","-",75,"-","-","-","Permanent-split capacitor motor",48,true,1,1,"-",1,32,"-","-","2016-07-11"]
[null,"Waterway","Waterway","3420610-H10 LOW",1725,"Dual-speed",28,"-","-",38,"-","-","-","Permanent-split capacitor motor",48,true,1,1,"-",1,16,"-","-","2016-07-11"]
[null,"Waterway","Waterway","PH2200-H6 HIGH",3450,"Dual-speed",55,"-","-",75,"-","-","-","Permanent-split capacitor motor",48,true,1.5,1,"-",1.5,32,"-","-","2016-07-11"]
[null,"Waterway","Waterway","PH2200-H6 LOW",1725,"Dual-speed",28,"-","-",38,"-","-","-","Permanent-split capacitor motor",48,true,1.5,1,"-",1.5,16,"-","-","2016-07-11"]
[null,"Waterway","Waterway","PH2200-H3 HIGH",3450,"Dual-speed",55,"-","-",75,"-","-","-","Permanent-split capacitor motor",48,true,1.5,1,"-",1.5,32,"-","-","2016-07-11"]
[null,"Waterway","Waterway","PH2200-H3 LOW",1725,"Dual-speed",28,"-","-",38,"-","-","-","Permanent-split capacitor motor",48,true,1.5,1,"-",1.5,16,"-","-","2016-07-11"]
[null,"Waterway","Waterway","3420410-H10 HIGH",3450,"Dual-speed",53,"-","-",68,"-","-","-","Permanent-split capacitor motor",48,true,1,1,"-",1,30,"-","-","2016-07-11"]
[null,"Waterway","Waterway","3420410-H10 LOW",1725,"Dual-speed",23,"-","-",30,"-","-","-","Permanent-split capacitor motor",48,true,1,1,"-",1,14,"-","-","2016-07-11"]
[null,"Waterway","Waterway","PH2150-H6 HIGH",3450,"Dual-speed",53,"-","-",68,"-","-","-","Permanent-split capacitor motor",48,true,1,1,"-",1,30,"-","-","2016-07-11"]
[null,"Waterway","Waterway","PH2150-H6 LOW",1725,"Dual-speed",23,"-","-",30,"-","-","-","Permanent-split capacitor motor",48,true,1,1,"-",1,14,"-","-","2016-07-11"]
[null,"Waterway","Waterway","PH2150-H3 HIGH",3450,"Dual-speed",53,"-","-",68,"-","-","-","Permanent-split capacitor motor",48,true,1,1,"-",1,30,"-","-","2016-07-11"]
[null,"Waterway","Waterway","PH2150-H3 LOW",1725,"Dual-speed",23,"-","-",30,"-","-","-","Permanent-split capacitor motor",48,true,1,1,"-",1,14,"-","-","2016-07-11"]
[null,"Waterway","Waterway","3420820-15 HIGH",3450,"Dual-speed",54,"-","-",73,"-","-","-","Permanent-split capacitor motor",48,true,2,1,"-",2,32,"-","-","2016-07-11"]
[null,"Waterway","Waterway","3420820-15 LOW",1725,"Dual-speed",28,"-","-",36,"-","-","-","Permanent-split capacitor motor",48,true,2,1,"-",2,16,"-","-","2016-07-11"]
[null,"Waterway","Waterway","3420610-15 HIGH",3450,"Dual-speed",52,"-","-",68,"-","-","-","Permanent-split capacitor motor",48,true,1.5,1,"-",1.5,32,"-","-","2016-07-11"]
[null,"Waterway","Waterway","3420610-15 LOW",1725,"Dual-speed",26,"-","-",34,"-","-","-","Permanent-split capacitor motor",48,true,1.5,1,"-",1.5,16,"-","-","2016-07-11"]
[null,"Waterway","Waterway","3420410-15 HIGH",3450,"Dual-speed",47,"-","-",62,"-","-","-","Permanent-split capacitor motor",48,true,1,1,"-",1,29,"-","-","2016-07-11"]
[null,"Waterway","Waterway","3420410-15 LOW",1725,"Dual-speed",24,"-","-",32,"-","-","-","Permanent-split capacitor motor",48,true,1,1,"-",1,15,"-","-","2016-07-11"]
[null,"Waterway","Waterway","SMF-210 HIGH",3450,"Dual-speed",53,"-","-",67,"-","-","-","Permanent-split capacitor motor",48,true,1,1.25,"-",1.25,32,"-","-","2016-07-11"]
[null,"Waterway","Waterway","SMF-210 LOW",1725,"Dual-speed",26,"-","-",34,"-","-","-","Permanent-split capacitor motor",48,true,1,1.25,"-",1.25,16,"-","-","2016-07-11"]
[null,"Waterway","Waterway","SMF-215 HIGH",3450,"Dual-speed",56,"-","-",72,"-","-","-","Permanent-split capacitor motor",48,true,1.5,1.1000000000000001,"-",1.65,34,"-","-","2016-07-11"]
[null,"Waterway","Waterway","SMF-215 LOW",1725,"Dual-speed",27,"-","-",36,"-","-","-","Permanent-split capacitor motor",48,true,1.5,1.1000000000000001,"-",1.65,16,"-","-","2016-07-11"]
[null,"Waterway","Waterway","SMF-220 HIGH",3450,"Dual-speed",61,"-","-",80,"-","-","-","Permanent-split capacitor motor",48,true,2,1.1000000000000001,"-",2.2000000000000002,37,"-","-","2016-07-11"]
[null,"Waterway","Waterway","SMF-220 LOW",1725,"Dual-speed",30,"-","-",39,"-","-","-","Permanent-split capacitor motor",48,true,2,1.1000000000000001,"-",2.2000000000000002,18,"-","-","2016-07-11"]
[null,"Waterway","Waterway","ECONVSC-165",3450,"Variable-speed",60,"-","-",77,"-","-","-","Electronically-commutated motor",56,true,1.65,1,"-",1.65,37,"-","-","2016-07-11"]
[null,"Waterway","Waterway","ECONVSC-165",1100,"Variable-speed",19,"-","-",25,"-","-","-","Electronically-commutated motor",56,true,1.65,1,"-",1.65,12,"-","-","2016-07-11"]
[null,"Waterway","Waterway","ECONVSC-165",600,"Variable-speed",10,"-","-",13,"-","-","-","Electronically-commutated motor",56,true,1.65,1,"-",1.65,7,"-","-","2016-07-11"]
[null,"Waterway","Waterway","CHAMPS-215 high",3450,"Dual-speed",65,"-","-",87,"-","-","-","Permanent-split capacitor motor",56,true,1,1.65,"-",1.65,40,"-","-","2016-07-11"]
[null,"Waterway","Waterway","CHAMPS-215 low",1725,"Dual-speed",32,"-","-",43,"-","-","-","Permanent-split capacitor motor",56,true,1,1.65,"-",1.65,19,"-","-","2016-07-11"]
[null,"Waterway","Waterway","CHAMPS-225 high",3450,"Dual-speed",67,"-","-",90,"-","-","-","Permanent-split capacitor motor",56,true,2,1.27,"-",2.54,40,"-","-","2016-07-11"]
[null,"Waterway","Waterway","CHAMPS-225 low",1725,"Dual-speed",34,"-","-",45,"-","-","-","Permanent-split capacitor motor",56,true,2,1.27,"-",2.54,20,"-","-","2016-07-11"]
[null,"Waterway","Waterway","CHAMPS-107",3450,"Single-speed",51,"-","-",64,"-","-","-","Permanent-split capacitor motor",56,true,0.75,1.25,"-",0.94,31,"-","-","2016-07-11"]
[null,"Speck Pumps","Speck Pumps","Badu EcoM3 V 1.65 (high speed) ",3450,"Variable-speed",54,"-","-",72,"-","-","-","Electronically-commutated motor",56,true,1.65,1,"-",1.65,33,"-","-","2016-08-04"]
[null,"Speck Pumps","Speck Pumps","Badu EcoM3 V 1.65 (low speed) ",600,"Variable-speed",9,"-","-",12,"-","-","-","Electronically-commutated motor",56,true,1.65,1,"-",1.65,6,"-","-","2016-08-04"]
[null,"Speck Pumps","Speck Pumps","Badu EcoM3 V 1.65 (best efficiency)",600,"Variable-speed",9,"-","-",12,"-","-","-","Electronically-commutated motor",56,true,1.65,1,"-",1.65,6,"-","-","2016-08-04"]
[null,"Hayward","Hayward","SP23510VSP",3450,"Variable-speed",50,"-","-",64,"-","-","-","Electronically-commutated motor",48,true,0.85,1,"-",0.85,32,"-","-","2016-09-26"]
[null,"Hayward","Hayward","SP23510VSP",1725,"Variable-speed",25,"-","-",32,"-","-","-","Electronically-commutated motor",48,true,0.85,1,"-",0.85,16,"-","-","2016-09-26"]
[null,"Hayward","Hayward","SP23510VSP",600,"Variable-speed",9,"-","-",11,"-","-","-","Electronically-commutated motor",48,true,0.85,1,"-",0.85,6,"-","-","2016-09-26"]
[null,"Hayward","Hayward","SP23520VSP",3450,"Variable-speed",52,"-","-",66,"-","-","-","Electronically-commutated motor",48,true,1.65,1,"-",1.65,33,"-","-","2016-09-26"]
[null,"Hayward","Hayward","SP23520VSP",1725,"Variable-speed",26,"-","-",33,"-","-","-","Electronically-commutated motor",48,true,1.65,1,"-",1.65,16,"-","-","2016-09-26"]
[null,"Hayward","Hayward","SP23520VSP",600,"Variable-speed",9,"-","-",12,"-","-","-","Electronically-commutated motor",48,true,1.65,1,"-",1.65,6,"-","-","2016-09-26"]
[null,"Hayward","Hayward","SP32950VSP",3450,"Variable-speed",70,"-","-",97,"-","-","-","Electronically-commutated motor",48,true,2.7,1,"-",2.7,41,"-","-","2016-10-26"]
[null,"Hayward","Hayward","SP32950VSP",1725,"Variable-speed",35,"-","-",48,"-","-","-","Electronically-commutated motor",48,true,0.34,1,"-",0.34,22,"-","-","2016-10-26"]
[null,"Hayward","Hayward","SP32950VSP",1000,"Variable-speed",20,"-","-",28,"-","-","-","Electronically-commutated motor",48,true,0.06,1,"-",0.06,12,"-","-","2016-10-26"]
[null,"Hayward","Hayward","SP32950VSP",600,"Variable-speed",14,"-","-",19,"-","-","-","Electronically-commutated motor",48,true,0.01,1,"-",0.01,8,"-","-","2016-10-26"]
[null,"Hayward","Hayward","SP3206VSP",3450,"Variable-speed",70,"-","-",97,"-","-","-","Electronically-commutated motor",48,true,2.7,1,"-",2.7,41,"-","-","2017-10-20"]
[null,"Hayward","Hayward","SP3206VSP",1725,"Variable-speed",35,"-","-",48,"-","-","-","Electronically-commutated motor",48,true,0.34,1,"-",0.34,22,"-","-","2017-10-20"]
[null,"Hayward","Hayward","SP3206VSP",1000,"Variable-speed",20,"-","-",28,"-","-","-","Electronically-commutated motor",48,true,0.06,1,"-",0.06,12,"-","-","2017-10-20"]
[null,"Hayward","Hayward","SP3206VSP",600,"Variable-speed",14,"-","-",19,"-","-","-","Electronically-commutated motor",48,true,0.01,1,"-",0.01,8,"-","-","2017-10-20"]
[null,"Hayward","Hayward","HCP3206VSP",3450,"Variable-speed",70,"-","-",97,"-","-","-","Electronically-commutated motor",48,true,2.7,1,"-",2.7,41,"-","-","2017-10-20"]
[null,"Hayward","Hayward","HCP3206VSP",1725,"Variable-speed",35,"-","-",48,"-","-","-","Electronically-commutated motor",48,true,0.34,1,"-",0.34,22,"-","-","2017-10-20"]
[null,"Hayward","Hayward","HCP3206VSP",1000,"Variable-speed",20,"-","-",28,"-","-","-","Electronically-commutated motor",48,true,0.06,1,"-",0.06,12,"-","-","2017-10-20"]
[null,"Hayward","Hayward","HCP3206VSP",600,"Variable-speed",14,"-","-",19,"-","-","-","Electronically-commutated motor",48,true,0.01,1,"-",0.01,8,"-","-","2017-10-20"]
[null,"Hayward","Hayward","SP3206VSPBH",3450,"Variable-speed",70,"-","-",97,"-","-","-","Electronically-commutated motor",48,true,2.7,1,"-",2.7,41,"-","-","2017-10-20"]
[null,"Hayward","Hayward","SP3206VSPBH",1725,"Variable-speed",35,"-","-",48,"-","-","-","Electronically-commutated motor",48,true,0.34,1,"-",0.34,22,"-","-","2017-10-20"]
[null,"Hayward","Hayward","SP3206VSPBH",1000,"Variable-speed",20,"-","-",28,"-","-","-","Electronically-commutated motor",48,true,0.06,1,"-",0.06,12,"-","-","2017-10-20"]
[null,"Hayward","Hayward","SP3206VSPBH",600,"Variable-speed",14,"-","-",19,"-","-","-","Electronically-commutated motor",48,true,0.01,1,"-",0.01,8,"-","-","2017-10-20"]
[null,"Hayward","Hayward","HL32950VSP",3450,"Variable-speed",70,"-","-",97,"-","-","-","Electronically-commutated motor",48,true,2.7,1,"-",2.7,41,"-","-","2017-10-20"]
[null,"Hayward","Hayward","HL32950VSP",1725,"Variable-speed",35,"-","-",48,"-","-","-","Electronically-commutated motor",48,true,0.34,1,"-",0.34,22,"-","-","2017-10-20"]
[null,"Hayward","Hayward","HL32950VSP",1000,"Variable-speed",20,"-","-",28,"-","-","-","Electronically-commutated motor",48,true,0.06,1,"-",0.06,12,"-","-","2017-10-20"]
[null,"Hayward","Hayward","HL32950VSP",600,"Variable-speed",14,"-","-",19,"-","-","-","Electronically-commutated motor",48,true,0.01,1,"-",0.01,8,"-","-","2017-10-20"]
[null,"Hayward","Hayward","HL32900VSP",3450,"Variable-speed",64,"-","-",85,"-","-","-","Electronically-commutated motor",48,true,1.85,1,"-",1.85,38,"-","-","2017-10-20"]
[null,"Hayward","Hayward","HL32900VSP",1725,"Variable-speed",32,"-","-",41,"-","-","-","Electronically-commutated motor",48,true,1.85,1,"-",1.85,19,"-","-","2017-10-20"]
[null,"Hayward","Hayward","HL32900VSP",600,"Variable-speed",11,"-","-",14,"-","-","-","Electronically-commutated motor",48,true,1.85,1,"-",1.85,7,"-","-","2017-10-20"]
[null,"Hayward","Hayward","SP3202VSPBH",3450,"Variable-speed",64,"-","-",85,"-","-","-","Electronically-commutated motor",48,true,1.85,1,"-",1.85,38,"-","-","2017-10-20"]
[null,"Hayward","Hayward","SP3202VSPBH",1725,"Variable-speed",32,"-","-",41,"-","-","-","Electronically-commutated motor",48,true,1.85,1,"-",0.23,19,"-","-","2017-10-20"]
[null,"Hayward","Hayward","SP3202VSPBH",600,"Variable-speed",11,"-","-",14,"-","-","-","Electronically-commutated motor",48,true,1.85,1,"-",0.02,7,"-","-","2017-10-20"]
[null,"Hayward","Hayward","SP2670020VSP",3450,"Variable-speed",55,"-","-",70,"-","-","-","Electronically-commutated motor",56,true,1.65,1,"-",1.65,35,"-","-","2017-10-20"]
[null,"Hayward","Hayward","SP2670020VSP",1725,"Variable-speed",27,"-","-",35,"-","-","-","Electronically-commutated motor",56,true,1.65,1,"-",1.65,17,"-","-","2017-10-20"]
[null,"Hayward","Hayward","SP2670020VSP",600,"Variable-speed",9,"-","-",11,"-","-","-","Electronically-commutated motor",56,true,1.65,1,"-",1.65,6,"-","-","2017-10-20"]
[null,"Hayward","Hayward","HL2670020VSP",3450,"Variable-speed",55,"-","-",70,"-","-","-","Electronically-commutated motor",56,true,1.65,1,"-",1.65,35,"-","-","2017-10-20"]
[null,"Hayward","Hayward","HL2670020VSP",1725,"Variable-speed",27,"-","-",35,"-","-","-","Electronically-commutated motor",56,true,1.65,1,"-",1.65,17,"-","-","2017-10-20"]
[null,"Hayward","Hayward","HL2670020VSP",600,"Variable-speed",9,"-","-",11,"-","-","-","Electronically-commutated motor",56,true,1.65,1,"-",1.65,6,"-","-","2017-10-20"]
[null,"Hayward","Hayward","SP2670010VSP",3450,"Variable-speed",48,"-","-",58,"-","-","-","Electronically-commutated motor",56,true,0.85,1,"-",0.85,33,"-","-","2017-10-20"]
[null,"Hayward","Hayward","SP2670010VSP",1725,"Variable-speed",26,"-","-",33,"-","-","-","Electronically-commutated motor",56,true,0.85,1,"-",0.85,16,"-","-","2017-10-20"]
[null,"Hayward","Hayward","SP2670010VSP",600,"Variable-speed",9,"-","-",11,"-","-","-","Electronically-commutated motor",56,true,0.85,1,"-",0.85,6,"-","-","2017-10-20"]
[null,"Hayward","Hayward","HL2670010VSP",3450,"Variable-speed",48,"-","-",58,"-","-","-","Electronically-commutated motor",56,true,0.85,1,"-",0.85,33,"-","-","2017-10-20"]
[null,"Hayward","Hayward","HL2670010VSP",1725,"Variable-speed",26,"-","-",33,"-","-","-","Electronically-commutated motor",56,true,0.85,1,"-",0.85,16,"-","-","2017-10-20"]
[null,"Hayward","Hayward","HL2670010VSP",600,"Variable-speed",9,"-","-",11,"-","-","-","Electronically-commutated motor",56,true,0.85,1,"-",0.85,6,"-","-","2017-10-20"]
[null,"Hayward","Hayward","HL2350020VSP",3450,"Variable-speed",52,"-","-",66,"-","-","-","Electronically-commutated motor",48,true,1.65,1,"-",1.65,33,"-","-","2017-10-20"]
[null,"Hayward","Hayward","HL2350020VSP",1725,"Variable-speed",26,"-","-",33,"-","-","-","Electronically-commutated motor",48,true,1.65,1,"-",1.65,16,"-","-","2017-10-20"]
[null,"Hayward","Hayward","HL2350020VSP",600,"Variable-speed",9,"-","-",12,"-","-","-","Electronically-commutated motor",48,true,1.65,1,"-",1.65,6,"-","-","2017-10-20"]
[null,"Hayward","Hayward","HL2350010VSP",3450,"Variable-speed",50,"-","-",64,"-","-","-","Electronically-commutated motor",48,true,0.85,1,"-",0.85,32,"-","-","2017-10-20"]
[null,"Hayward","Hayward","HL2350010VSP",1725,"Variable-speed",25,"-","-",32,"-","-","-","Electronically-commutated motor",48,true,0.85,1,"-",0.85,16,"-","-","2017-10-20"]
[null,"Hayward","Hayward","HL2350010VSP",600,"Variable-speed",9,"-","-",11,"-","-","-","Electronically-commutated motor",48,true,0.85,1,"-",0.85,6,"-","-","2017-10-20"]
[null,"Hayward  ","Hayward  ","SP3206VSPVR",3450,"Variable-speed",70,"-","-",97,"-","-","-","Electronically-commutated motor",48,true,2.7,1,"-",2.7,41,"-","-","2017-10-20"]
[null,"Hayward  ","Hayward  ","SP3206VSPVR",1725,"Variable-speed",35,"-","-",48,"-","-","-","Electronically-commutated motor",48,true,0.34,1,"-",0.34,22,"-","-","2017-10-20"]
[null,"Hayward  ","Hayward  ","SP3206VSPVR",1500,"Variable-speed",28,"-","-",39,"-","-","-","Electronically-commutated motor",48,true,0.22,1,"-",0.22,17,"-","-","2017-10-20"]
[null,"Hayward  ","Hayward  ","SP3206VSPVR",1000,"Variable-speed",20,"-","-",28,"-","-","-","Electronically-commutated motor",48,true,0.06,1,"-",0.06,12,"-","-","2017-10-20"]
[null,"Hayward  ","Hayward  ","HCP3206VSPVR",3450,"Variable-speed",70,"-","-",97,"-","-","-","Electronically-commutated motor",48,true,2.7,1,"-",2.7,41,"-","-","2017-10-20"]
[null,"Hayward  ","Hayward  ","HCP3206VSPVR",1725,"Variable-speed",35,"-","-",48,"-","-","-","Electronically-commutated motor",48,true,0.34,1,"-",0.34,22,"-","-","2017-10-20"]
[null,"Hayward  ","Hayward  ","HCP3206VSPVR",1500,"Variable-speed",28,"-","-",39,"-","-","-","Electronically-commutated motor",48,true,0.22,1,"-",0.22,17,"-","-","2017-10-20"]
[null,"Hayward  ","Hayward  ","HCP3206VSPVR",1000,"Variable-speed",20,"-","-",28,"-","-","-","Electronically-commutated motor",48,true,0.06,1,"-",0.06,12,"-","-","2017-10-20"]
[null,"Pentair Water Pool And Spa Inc.","Pentair SuperFlo Variable Speed",342001,300,"Variable-Speed",5.68,"-","-",7,"-","-","-","Electronically Commutated Motor",56,true,1.5,1.46,"-",2.2000000000000002,3.57,"-","-","2017-12-17"]
[null,"Pentair Water Pool And Spa Inc.","Sta-Rite SuperMax Variable Speed","343001",300,"Variable-Speed",5.68,"-","-",7,"-","-","-","Electronically Commutated Motor",56,true,1.5,1.46,"-",2.2000000000000002,3.57,"-","-","2017-12-17"]
[null,"Pentair Water Pool And Spa Inc.","Pentair IntelliFlo Variable Flow","011012",400,"Variable-Speed",9.1449999999999996,"-","-",12.117000000000001,"-","-","-","Electronically-Commutated motor",56,true,3,1.32,"-",3.95,5.31,"-","-","2017-12-17"]
[null,"Pentair Water Pool And Spa Inc.","Pentair IntelliFlo Variable Speed",11018,450,"Variable-Speed",9.9019999999999992,"-","-",13.563000000000001,"-","-","-","Electronically-Commutated motor",56,true,3,1.32,"-",3.95,6.0309999999999997,"-","-","2017-12-17"]
[null,"Pentair Water Pool And Spa Inc.","Pentair IntelliFlo 2 VST","011055",450,"Variable-Speed",9.82,"-","-",13.18,"-","-","-","Electronically-Commutated motor",56,true,3,1.32,"-",3.95,5.86,"-","-","2017-12-17"]
[null,"Pentair Water Pool And Spa Inc.","Pentair IntelliFlo VSF","011056",450,"Variable-Speed",9.82,"-","-",13.18,"-","-","-","Electronically-Commutated motor",56,true,3,1.32,"-",3.95,5.86,"-","-","2017-12-17"]
[null,"Pentair Water Pool And Spa Inc.","Pentair IntelliFlo i1 Variable Speed","011059",450,"Variable-Speed",8.57,"-","-",10.68,"-","-","-","Electronically-Commutated motor",56,true,1,3.95,"-",3.95,5.32,"-","-","2017-12-17"]
[null,"Pentair Water Pool And Spa Inc.","Pentair IntelliFlo i2 Variable Speed","011060",450,"Variable-Speed",9.23,"-","-",12.33,"-","-","-","Electronically-Commutated motor",56,true,2,1.98,"-",3.95,5.54,"-","-","2017-12-17"]
[null,"Pentair Water Pool And Spa Inc.","Sta-Rite IntelliPro 2 VST","013001",450,"Variable-Speed",9.35,"-","-",12.64,"-","-","-","Electronically-Commutated motor",56,true,3,1.32,"-",3.95,5.63,"-","-","2017-12-17"]
[null,"Pentair Water Pool And Spa Inc.","Sta-Rite IntelliPro VSF","013004",450,"Variable-Speed",9.35,"-","-",12.64,"-","-","-","Electronically-Commutated motor",56,true,3,1.32,"-",3.95,5.63,"-","-","2017-12-17"]
[null,"Pentair Water Pool And Spa Inc.","Pentair IntelliFloXF Variable Speed","022055",450,"Variable-Speed",9.2200000000000006,"-","-",12.58,"-","-","-","Electronically-Commutated motor",56,true,3,1.32,"-",3.95,5.55,"-","-","2017-12-17"]
[null,"Pentair Water Pool And Spa Inc.","Pentair IntelliFloXF VSF","022056",450,"Variable-Speed",9.2200000000000006,"-","-",12.58,"-","-","-","Electronically-Commutated motor",56,true,3,1.32,"-",3.95,5.55,"-","-","2017-12-17"]
[null,"Pentair Water Pool And Spa Inc.","Sta-Rite IntelliProXF Variable Speed","023055",450,"Variable-Speed",9.2200000000000006,"-","-",12.58,"-","-","-","Electronically-Commutated motor",56,true,3,1.32,"-",3.95,5.55,"-","-","2017-12-17"]
[null,"Pentair Water Pool And Spa Inc.","Sta-Rite IntelliProXF VSF","023056",450,"Variable-Speed",9.2200000000000006,"-","-",12.58,"-","-","-","Electronically-Commutated motor",56,true,3,1.32,"-",3.95,5.55,"-","-","2017-12-17"]
[null,"Pentair Water Pool And Spa Inc.","Sta-Rite IntelliPro Variable Speed","P6E6VS4H-209L",450,"Variable-Speed",9.6890000000000001,"-","-",13.417999999999999,"-","-","-","Electronically-Commutated motor",56,true,3,1.32,"-",3.95,5.7539999999999996,"-","-","2017-12-17"]
[null,"Pentair Water Pool And Spa Inc.","Pentair Shasta IntelliFlo VSF","S-011056",450,"Variable-Speed",9.82,"-","-",13.18,"-","-","-","Electronically-Commutated motor",56,true,3,1.32,"-",3.95,5.86,"-","-","2017-12-17"]
[null,"Pentair Water Pool And Spa Inc.","Pentair Shasta IntelliFlo 2 VST","S-011058",450,"Variable-Speed",9.82,"-","-",13.18,"-","-","-","Electronically-Commutated motor",56,true,3,1.32,"-",3.95,5.86,"-","-","2017-12-17"]
[null,"Pentair Water Pool And Spa Inc.","Sta-Rite SuperMax Variable Speed","343000",600,"Variable-Speed",10.1,"-","-",12.89,"-","-","-","Electronically Commutated Motor",48,true,1.65,1,"-",1.65,6.32,"-","-","2017-12-17"]
[null,"Pentair Water Pool And Spa Inc.","Sta-Rite SuperMax Variable Speed","343000",600,"Variable-Speed",10.1,"-","-",12.89,"-","-","-","Electronically Commutated Motor",48,true,1.65,1,"-",1.65,6.32,"-","-","2017-12-17"]
[null,"Pentair Water Pool And Spa Inc.","Pentair IntelliFlo 2 VST","011055",625,"Variable-Speed",13.31,"-","-",18.149999999999999,"-","-","-","Electronically-Commutated motor",56,true,3,1.32,"-",3.95,8.09,"-","-","2017-12-17"]
[null,"Pentair Water Pool And Spa Inc.","Pentair IntelliFlo VSF","011056",625,"Variable-Speed",13.31,"-","-",18.149999999999999,"-","-","-","Electronically-Commutated motor",56,true,3,1.32,"-",3.95,8.09,"-","-","2017-12-17"]
[null,"Pentair Water Pool And Spa Inc.","Pentair IntelliFlo i1 Variable Speed","011059",625,"Variable-Speed",11.71,"-","-",14.84,"-","-","-","Electronically-Commutated motor",56,true,1,3.95,"-",3.95,7.34,"-","-","2017-12-17"]
[null,"Pentair Water Pool And Spa Inc.","Pentair IntelliFlo i2 Variable Speed","011060",625,"Variable-Speed",12.79,"-","-",17.09,"-","-","-","Electronically-Commutated motor",56,true,2,1.98,"-",3.95,7.63,"-","-","2017-12-17"]
[null,"Pentair Water Pool And Spa Inc.","Sta-Rite IntelliPro 2 VST","013001",625,"Variable-Speed",12.73,"-","-",17.34,"-","-","-","Electronically-Commutated motor",56,true,3,1.32,"-",3.95,7.71,"-","-","2017-12-17"]
[null,"Pentair Water Pool And Spa Inc.","Sta-Rite IntelliPro VSF","013004",625,"Variable-Speed",12.73,"-","-",17.34,"-","-","-","Electronically-Commutated motor",56,true,3,1.32,"-",3.95,7.71,"-","-","2017-12-17"]
[null,"Pentair Water Pool And Spa Inc.","Pentair IntelliFloXF Variable Speed","022055",625,"Variable-Speed",13.05,"-","-",17.88,"-","-","-","Electronically-Commutated motor",56,true,3,1.32,"-",3.95,7.84,"-","-","2017-12-17"]
[null,"Pentair Water Pool And Spa Inc.","Pentair IntelliFloXF VSF","022056",625,"Variable-Speed",13.05,"-","-",17.88,"-","-","-","Electronically-Commutated motor",56,true,3,1.32,"-",3.95,7.84,"-","-","2017-12-17"]
[null,"Pentair Water Pool And Spa Inc.","Sta-Rite IntelliProXF Variable Speed","023055",625,"Variable-Speed",13.05,"-","-",17.88,"-","-","-","Electronically-Commutated motor",56,true,3,1.32,"-",3.95,7.84,"-","-","2017-12-17"]
[null,"Pentair Water Pool And Spa Inc.","Sta-Rite IntelliProXF VSF","023056",625,"Variable-Speed",13.05,"-","-",17.88,"-","-","-","Electronically-Commutated motor",56,true,3,1.32,"-",3.95,7.84,"-","-","2017-12-17"]
[null,"Pentair Water Pool And Spa Inc.","Pentair Shasta IntelliFlo VSF","S-011056",625,"Variable-Speed",13.31,"-","-",18.149999999999999,"-","-","-","Electronically-Commutated motor",56,true,3,1.32,"-",3.95,8.09,"-","-","2017-12-17"]
[null,"Pentair Water Pool And Spa Inc.","Pentair Shasta IntelliFlo 2 VST","S-011058",625,"Variable-Speed",13.31,"-","-",18.149999999999999,"-","-","-","Electronically-Commutated motor",56,true,3,1.32,"-",3.95,8.09,"-","-","2017-12-17"]
[null,"Pentair Water Pool And Spa Inc.","Pentair SuperFlo Variable Speed","342001",670,"Variable-Speed",12.17,"-","-",15.76,"-","-","-","Electronically Commutated Motor",56,true,1.5,1.46,"-",2.2000000000000002,7.91,"-","-","2017-12-17"]
[null,"Pentair Water Pool And Spa Inc.","Sta-Rite SuperMax Variable Speed","343001",670,"Variable-Speed",12.17,"-","-",15.76,"-","-","-","Electronically Commutated Motor",56,true,1.5,1.46,"-",2.2000000000000002,7.91,"-","-","2017-12-17"]
[null,"Pentair Water Pool And Spa Inc.","Sta-Rite IntelliPro Variable Speed","P6E6VS4H-209L",750,"Variable-Speed",15.635999999999999,"-","-",21.635000000000002,"-","-","-","Electronically-Commutated motor",56,true,3,1.32,"-",3.95,9.4559999999999995,"-","-","2017-12-17"]
[null,"Pentair Water Pool And Spa Inc.","Pentair IntelliFlo Variable Flow","011012",775,"Variable-Speed",16.742000000000001,"-","-",22.363,"-","-","-","Electronically-Commutated motor",56,true,3,1.32,"-",3.95,9.8770000000000007,"-","-","2017-12-17"]
[null,"Pentair Water Pool And Spa Inc.","Pentair IntelliFlo Variable Speed","011018",775,"Variable-Speed",16.742000000000001,"-","-",22.363,"-","-","-","Electronically-Commutated motor",56,true,3,1.32,"-",3.95,9.8770000000000007,"-","-","2017-12-17"]
[null,"Pentair Water Pool And Spa Inc.","Pentair IntelliFlo VS+SVRS","011057",1100,"Variable-Speed",23.73,"-","-",31.94,"-","-","-","Electronically-Commutated motor",56,true,3,1.32,"-",3.95,14.15,"-","-","2017-12-17"]
[null,"Pentair Water Pool And Spa Inc.","Pentair IntelliFlo VS+SVRS","011057",1100,"Variable-Speed",23.73,"-","-",31.94,"-","-","-","Electronically-Commutated motor",56,true,3,1.32,"-",3.95,14.15,"-","-","2017-12-17"]
[null,"Pentair Water Pool And Spa Inc.","Sta-Rite IntelliPro VS+SVRS","013002",1100,"Variable-Speed",23.73,"-","-",31.94,"-","-","-","Electronically-Commutated motor",56,true,3,1.32,"-",3.95,14.15,"-","-","2017-12-17"]
[null,"Pentair Water Pool And Spa Inc.","Sta-Rite IntelliPro VS+SVRS","013002",1100,"Variable-Speed",23.73,"-","-",31.94,"-","-","-","Electronically-Commutated motor",56,true,3,1.32,"-",3.95,14.15,"-","-","2017-12-17"]
[null,"Pentair Water Pool And Spa Inc.","Pentair IntelliFloXF VS+SVRS","022057",1100,"Variable-Speed",24.02,"-","-",32.68,"-","-","-","Electronically-Commutated motor",56,true,3,1.32,"-",3.95,14.44,"-","-","2017-12-17"]
[null,"Pentair Water Pool And Spa Inc.","Pentair IntelliFloXF VS+SVRS","022057",1100,"Variable-Speed",24.02,"-","-",32.68,"-","-","-","Electronically-Commutated motor",56,true,3,1.32,"-",3.95,14.44,"-","-","2017-12-17"]
[null,"Pentair Water Pool And Spa Inc.","Sta-Rite IntelliProXF VS+SVRS","023057",1100,"Variable-Speed",24.02,"-","-",32.68,"-","-","-","Electronically-Commutated motor",56,true,3,1.32,"-",3.95,14.44,"-","-","2017-12-17"]
[null,"Pentair Water Pool And Spa Inc.","Sta-Rite IntelliProXF VS+SVRS","023057",1100,"Variable-Speed",24.02,"-","-",32.68,"-","-","-","Electronically-Commutated motor",56,true,3,1.32,"-",3.95,14.44,"-","-","2017-12-17"]
[null,"Pentair Water Pool And Spa Inc.","Sta-Rite Shasta IntelliPro VS+SVRS","S-013003",1100,"Variable-Speed",23.73,"-","-",31.94,"-","-","-","Electronically-Commutated motor",56,true,3,1.32,"-",3.95,14.15,"-","-","2017-12-17"]
[null,"Pentair Water Pool And Spa Inc.","Sta-Rite Shasta IntelliPro VS+SVRS","S-013003",1100,"Variable-Speed",23.73,"-","-",31.94,"-","-","-","Electronically-Commutated motor",56,true,3,1.32,"-",3.95,14.15,"-","-","2017-12-17"]
[null,"Pentair Water Pool And Spa Inc.","Pentair WhisperFlo WFDS-4","011486",1725,"Dual-Speed",31.75,"-","-",41.81,"-","-","-","Permanent-Split Capacitor Motor",56,true,0.12,1.65,"-",0.2,19.940000000000001,"-","-","2017-12-17"]
[null,"Pentair Water Pool And Spa Inc.","Pentair WhisperFlo WFDS-6","011522",1725,"Dual-Speed",33.65,"-","-",44.45,"-","-","-","Permanent-Split Capacitor Motor",56,true,0.19,1.47,"-",0.28000000000000003,20.54,"-","-","2017-12-17"]
[null,"Pentair Water Pool And Spa Inc.","Pentair WhisperFlo WFDS-8","011523",1725,"Dual-Speed",34.549999999999997,"-","-",45.85,"-","-","-","Permanent-Split Capacitor Motor",56,true,0.25,1.3,"-",0.33,20.84,"-","-","2017-12-17"]
[null,"Pentair Water Pool And Spa Inc.","Pentair WhisperFlo WFDS-28","011524",1725,"Dual-Speed",33.65,"-","-",44.45,"-","-","-","Permanent-Split Capacitor Motor",56,true,0.25,1.1000000000000001,"-",0.28000000000000003,20.54,"-","-","2017-12-17"]
[null,"Pentair Water Pool And Spa Inc.","Pentair WhisperFlo WFDS-30","011525",1725,"Dual-Speed",34.549999999999997,"-","-",45.85,"-","-","-","Permanent-Split Capacitor Motor",56,true,0.33,1.04,"-",0.34,20.84,"-","-","2017-12-17"]
[null,"Pentair Water Pool And Spa Inc.","Pentair WhisperFlo WFDS-24","012485",1725,"Dual-Speed",29.67,"-","-",38.020000000000003,"-","-","-","Permanent-Split Capacitor Motor",56,true,0.12,1.25,"-",0.15,18.82,"-","-","2017-12-17"]
[null,"Pentair Water Pool And Spa Inc.","Pentair WhisperFlo WFDS-26","012518",1725,"Dual-Speed",31.75,"-","-",41.81,"-","-","-","Permanent-Split Capacitor Motor",56,true,0.19,1.1000000000000001,"-",0.21,19.940000000000001,"-","-","2017-12-17"]
[null,"Pentair Water Pool And Spa Inc.","Pentair WhisperFlo WFDS-3","012530",1725,"Dual-Speed",29.67,"-","-",38.020000000000003,"-","-","-","Permanent-Split Capacitor Motor",56,true,0.1,1.67,"-",0.17,18.82,"-","-","2017-12-17"]
[null,"Pentair Water Pool And Spa Inc.","Pentair WhisperFloXF XFDS-8","022007",1725,"Dual-Speed",34.380000000000003,"-","-",46.51,"-","-","-","Capacitor Start - Capacitor Run",56,true,0.25,1.3,"-",0.33,20.56,"-","-","2017-12-17"]
[null,"Pentair Water Pool And Spa Inc.","Pentair WhisperFloXF XFDS-12","022008",1725,"Dual-Speed",37.450000000000003,"-","-",51.52,"-","-","-","Capacitor Start - Capacitor Run",56,true,0.38,1.1499999999999999,"-",0.44,22.54,"-","-","2017-12-17"]
[null,"Pentair Water Pool And Spa Inc.","Pentair WhisperFloXF XFDS-30","022026",1725,"Dual-Speed",34.58,"-","-",46.75,"-","-","-","Capacitor Start - Capacitor Run",56,true,0.31,1.04,"-",0.32,21.02,"-","-","2017-12-17"]
[null,"Pentair Water Pool And Spa Inc.","Sta-Rite Max-E-ProXF XPDS-8","023007",1725,"Dual-Speed",34.380000000000003,"-","-",46.51,"-","-","-","Capacitor Start - Capacitor Run",56,true,0.25,1.3,"-",0.33,20.56,"-","-","2017-12-17"]
[null,"Pentair Water Pool And Spa Inc.","Sta-Rite Max-E-ProXF XPDS-12","023008",1725,"Dual-Speed",37.450000000000003,"-","-",51.52,"-","-","-","Capacitor Start - Capacitor Run",56,true,0.38,1.1499999999999999,"-",0.44,22.54,"-","-","2017-12-17"]
[null,"Pentair Water Pool And Spa Inc.","Sta-Rite Max-E-ProXF XPDS-30","023026",1725,"Dual-Speed",34.58,"-","-",46.75,"-","-","-","Capacitor Start - Capacitor Run",56,true,0.31,1.04,"-",0.32,21.02,"-","-","2017-12-17"]
[null,"Pentair Water Pool And Spa Inc.","Pentair SuperFlo SF-N2-1A","340042",1725,"Dual-Speed",26.7,"-","-",33.19,"-","-","-","Permanent-Split Capacitor Motor",56,true,0.12,1.25,"-",0.15,17.14,"-","-","2017-12-17"]
[null,"Pentair Water Pool And Spa Inc.","Pentair SuperFlo SF-N2-1-1/2A","340043",1725,"Dual-Speed",29.2,"-","-",37.47,"-","-","-","Permanent-Split Capacitor Motor",56,true,0.19,1.1000000000000001,"-",0.21,18.39,"-","-","2017-12-17"]
[null,"Pentair Water Pool And Spa Inc.","Pentair SuperFlo SF-N2-2A","340044",1725,"Dual-Speed",31.27,"-","-",40.11,"-","-","-","Permanent-Split Capacitor Motor",56,true,0.25,1.1000000000000001,"-",0.28000000000000003,19.760000000000002,"-","-","2017-12-17"]
[null,"Pentair Water Pool And Spa Inc.","Pentair SuperFlo SF-N2-3/4A","341111",1725,"Dual-Speed",23.18,"-","-",28.48,"-","-","-","Permanent-Split Capacitor Motor",56,true,0.1,1.67,"-",0.17,15.13,"-","-","2017-12-17"]
[null,"Pentair Water Pool And Spa Inc.","Pentair Challenger CHII-N2-1A","346224",1725,"Dual-Speed",27.97,"-","-",33.75,"-","-","-","Permanent-Split Capacitor Motor",56,true,0.13,1.25,"-",0.16250000000000001,18.59,"-","-","2017-12-17"]
[null,"Pentair Water Pool And Spa Inc.","Pentair Challenger CHII-N2-1-1/2A","346226",1725,"Dual-Speed",30.32,"-","-",37.69,"-","-","-","Permanent-Split Capacitor Motor",56,true,0.19,1.1000000000000001,"-",0.21,19.920000000000002,"-","-","2017-12-17"]
[null,"Pentair Water Pool And Spa Inc.","Pentair Challenger CHII-N2-2A","346228",1725,"Dual-Speed",33.020000000000003,"-","-",41.35,"-","-","-","Permanent-Split Capacitor Motor",56,true,0.25,1.1000000000000001,"-",0.28000000000000003,21.16,"-","-","2017-12-17"]
[null,"Pentair Water Pool And Spa Inc.","Pentair Challenger CHII-N2-2-1/2A","346229",1725,"Dual-Speed",35.01,"-","-",45.37,"-","-","-","Permanent-Split Capacitor Motor",56,true,0.33,1.04,"-",0.34,21.48,"-","-","2017-12-17"]
[null,"Pentair Water Pool And Spa Inc.","Pentair SuperFlo SF-N2-1A-HP","346242",1725,"Dual-Speed",26.7,"-","-",33.19,"-","-","-","Permanent-Split Capacitor Motor",56,true,0.12,1.25,"-",0.15,17.14,"-","-","2017-12-17"]
[null,"Pentair Water Pool And Spa Inc.","Pentair SuperFlo SF-N2-1-1/2A-HP","346243",1725,"Dual-Speed",29.2,"-","-",37.47,"-","-","-","Permanent-Split Capacitor Motor",56,true,0.19,1.1000000000000001,"-",0.21,18.39,"-","-","2017-12-17"]
[null,"Pentair Water Pool And Spa Inc.","Pentair SuperFlo SF-N2-2A-HP","346244",1725,"Dual-Speed",31.27,"-","-",40.11,"-","-","-","Permanent-Split Capacitor Motor",56,true,0.25,1.1000000000000001,"-",0.28000000000000003,19.760000000000002,"-","-","2017-12-17"]
[null,"Pentair Water Pool And Spa Inc.","Pentair Flotec","FPT20510",1725,"Dual-Speed",25.9,"-","-",34.1,"-","-","-","Capacitor Start - Capacitor Run",48,true,0.13,1.6,"-",0.2,15.3,"-","-","2017-12-17"]
[null,"Pentair Water Pool And Spa Inc.","Pentair Flotec","FPT20515",1725,"Dual-Speed",28,"-","-",36.4,"-","-","-","Capacitor Start - Capacitor Run",48,true,0.25,1.1000000000000001,"-",0.28000000000000003,17.7,"-","-","2017-12-17"]
[null,"Pentair Water Pool And Spa Inc.","Sta-Rite Dyna-Pro","MPE6YG-208L",1725,"Dual-Speed",33.33,"-","-",45.344999999999999,"-","-","-","Capacitor Start - Capacitor Run",48,true,0.25,1.3,"-",0.33,19.864000000000001,"-","-","2017-12-17"]
[null,"Pentair Water Pool And Spa Inc.","Sta-Rite Dyna-Pro","MPEA6YG-207L",1725,"Dual-Speed",31.2,"-","-",41.817999999999998,"-","-","-","Capacitor Start - Capacitor Run",48,true,0.25,1.1000000000000001,"-",0.27,18.896000000000001,"-","-","2017-12-17"]
[null,"Pentair Water Pool And Spa Inc.","Sta-Rite Dyna-Pro","MPEAA6YG-208L",1725,"Dual-Speed",33.33,"-","-",45.344999999999999,"-","-","-","Capacitor Start - Capacitor Run",48,true,0.33,1.04,"-",0.34,19.864000000000001,"-","-","2017-12-17"]
[null,"Pentair Water Pool And Spa Inc.","Sta-Rite Max-E-Pro","P6RA6YF-206LM",1725,"Dual-Speed",30.8,"-","-",38.299999999999997,"-","-","-","Permanent-Split Capacitor Motor",56,true,0.19,1.1000000000000001,"-",0.21,20.2,"-","-","2017-12-17"]
[null,"Pentair Water Pool And Spa Inc.","Sta-Rite Max-E-Pro","P6RA6YG-207L",1725,"Dual-Speed",32.984000000000002,"-","-",43.503999999999998,"-","-","-","Capacitor Start - Capacitor Run",48,true,0.25,1.1000000000000001,"-",0.27,20.155000000000001,"-","-","2017-12-17"]
[null,"Pentair Water Pool And Spa Inc.","Sta-Rite SuperMax N2-3/4A-HP","PHK2RAY6D-101L",1725,"Dual-Speed",23.18,"-","-",28.48,"-","-","-","Permanent-Split Capacitor Motor",56,true,0.1,1.67,"-",0.17,15.13,"-","-","2017-12-17"]
[null,"Pentair Water Pool And Spa Inc.","Sta-Rite SuperMax N2-1A-HP","PHK2RAY6E-102L",1725,"Dual-Speed",26.7,"-","-",33.19,"-","-","-","Permanent-Split Capacitor Motor",56,true,0.12,1.25,"-",0.15,17.14,"-","-","2017-12-17"]
[null,"Pentair Water Pool And Spa Inc.","Sta-Rite SuperMax N2-1-1/2A-HP","PHK2RAY6F-103L",1725,"Dual-Speed",29.2,"-","-",37.47,"-","-","-","Permanent-Split Capacitor Motor",56,true,0.19,1.1000000000000001,"-",0.21,18.39,"-","-","2017-12-17"]
[null,"Pentair Water Pool And Spa Inc.","Sta-Rite SuperMax N2-2A-HP","PHK2RAY6G-104L",1725,"Dual-Speed",31.27,"-","-",40.11,"-","-","-","Permanent-Split Capacitor Motor",56,true,0.25,1.1000000000000001,"-",0.28000000000000003,19.760000000000002,"-","-","2017-12-17"]
[null,"Pentair Water Pool And Spa Inc.","Sta-Rite SuperMax N2-1A-HP","PHKN2RAY6E-102L",1725,"Dual-Speed",26.7,"-","-",33.19,"-","-","-","Permanent-Split Capacitor Motor",56,true,0.12,1.25,"-",0.15,17.14,"-","-","2017-12-17"]
[null,"Pentair Water Pool And Spa Inc.","Sta-Rite SuperMax N2-1-1/2A-HP","PHKN2RAY6F-103L",1725,"Dual-Speed",29.2,"-","-",37.47,"-","-","-","Permanent-Split Capacitor Motor",56,true,0.19,1.1000000000000001,"-",0.21,18.39,"-","-","2017-12-17"]
[null,"Pentair Water Pool And Spa Inc.","Sta-Rite SuperMax N2-2A-HP","PHKN2RAY6G-104L",1725,"Dual-Speed",31.27,"-","-",40.11,"-","-","-","Permanent-Split Capacitor Motor",56,true,0.25,1.1000000000000001,"-",0.28000000000000003,19.760000000000002,"-","-","2017-12-17"]
[null,"Pentair Water Pool And Spa Inc.","Pentair IntelliFlo Variable Flow","011012",3450,"Variable-Speed",73.748999999999995,"-","-",100.209,"-","-","-","Electronically-Commutated motor",56,true,3,1.32,"-",3.95,43.968000000000004,"-","-","2017-12-17"]
[null,"Pentair Water Pool And Spa Inc.","Pentair IntelliFlo Variable Speed","011018",3450,"Variable-Speed",73.748999999999995,"-","-",100.209,"-","-","-","Electronically-Commutated motor",56,true,3,1.32,"-",3.95,43.968000000000004,"-","-","2017-12-17"]
[null,"Pentair Water Pool And Spa Inc.","Pentair IntelliFlo 2 VST","011055",3450,"Variable-Speed",72.56,"-","-",98.67,"-","-","-","Electronically-Commutated motor",56,true,3,1.32,"-",3.95,43.47,"-","-","2017-12-17"]
[null,"Pentair Water Pool And Spa Inc.","Pentair IntelliFlo VSF","011056",3450,"Variable-Speed",72.56,"-","-",98.67,"-","-","-","Electronically-Commutated motor",56,true,3,1.32,"-",3.95,43.47,"-","-","2017-12-17"]
[null,"Pentair Water Pool And Spa Inc.","Pentair IntelliFlo VS+SVRS","011057",3450,"Variable-Speed",72.56,"-","-",98.67,"-","-","-","Electronically-Commutated motor",56,true,3,1.32,"-",3.95,43.47,"-","-","2017-12-17"]
[null,"Pentair Water Pool And Spa Inc.","Pentair IntelliFlo i1 Variable Speed","011059",3450,"Variable-Speed",64.08,"-","-",81.760000000000005,"-","-","-","Electronically-Commutated motor",56,true,1,3.95,"-",3.95,40.18,"-","-","2017-12-17"]
[null,"Pentair Water Pool And Spa Inc.","Pentair IntelliFlo i2 Variable Speed","011060",3450,"Variable-Speed",68.34,"-","-",92.22,"-","-","-","Electronically-Commutated motor",56,true,2,1.98,"-",3.95,41.45,"-","-","2017-12-17"]
[null,"Pentair Water Pool And Spa Inc.","Pentair WhisperFlo WFDS-4","011486",3450,"Dual-Speed",64.209999999999994,"-","-",83.24,"-","-","-","Permanent-Split Capacitor Motor",56,true,1,1.65,"-",1.65,39.659999999999997,"-","-","2017-12-17"]
[null,"Pentair Water Pool And Spa Inc.","Pentair WhisperFlo WFE-2","011511",3450,"Single-Speed",54.1,"-","-",67.8,"-","-","-","Permanent-Split Capacitor Motor",56,false,0.5,1.9,"-",0.95,34.6,"-","-","2017-12-17"]
[null,"Pentair Water Pool And Spa Inc.","Pentair WhisperFlo WFDS-6","011522",3450,"Dual-Speed",67.62,"-","-",88.55,"-","-","-","Permanent-Split Capacitor Motor",56,true,1.5,1.47,"-",2.2000000000000002,41.16,"-","-","2017-12-17"]
[null,"Pentair Water Pool And Spa Inc.","Pentair WhisperFlo WFDS-8","011523",3450,"Dual-Speed",69.44,"-","-",92.09,"-","-","-","Permanent-Split Capacitor Motor",56,true,2,1.3,"-",2.6,42.06,"-","-","2017-12-17"]
[null,"Pentair Water Pool And Spa Inc.","Pentair WhisperFlo WFDS-28","011524",3450,"Dual-Speed",67.62,"-","-",88.55,"-","-","-","Permanent-Split Capacitor Motor",56,true,2,1.1000000000000001,"-",2.2000000000000002,41.16,"-","-","2017-12-17"]
[null,"Pentair Water Pool And Spa Inc.","Pentair WhisperFlo WFDS-30","011525",3450,"Dual-Speed",69.44,"-","-",92.09,"-","-","-","Permanent-Split Capacitor Motor",56,true,2.5,1.04,"-",2.6,42.06,"-","-","2017-12-17"]
[null,"Pentair Water Pool And Spa Inc.","Pentair WhisperFlo WF-2","011578",3450,"Single-Speed",54.1,"-","-",68,"-","-","-","Permanent-Split Capacitor Motor",56,false,0.5,1.95,"-",0.98,34.1,"-","-","2017-12-17"]
[null,"Pentair Water Pool And Spa Inc.","Pentair WhisperFlo WF-23","011771",3450,"Single-Speed",53.4,"-","-",67.2,"-","-","-","Permanent-Split Capacitor Motor",56,false,0.75,1.25,"-",0.95,34,"-","-","2017-12-17"]
[null,"Pentair Water Pool And Spa Inc.","Pentair WhisperFlo WFDS-24","012485",3450,"Dual-Speed",58.49,"-","-",75,"-","-","-","Permanent-Split Capacitor Motor",56,true,1,1.25,"-",1.25,37.5,"-","-","2017-12-17"]
[null,"Pentair Water Pool And Spa Inc.","Pentair WhisperFlo WFDS-26","012518",3450,"Dual-Speed",64.209999999999994,"-","-",83.24,"-","-","-","Permanent-Split Capacitor Motor",56,true,1.5,1.1000000000000001,"-",1.65,39.659999999999997,"-","-","2017-12-17"]
[null,"Pentair Water Pool And Spa Inc.","Pentair WhisperFlo WFDS-3","012530",3450,"Dual-Speed",58.49,"-","-",75,"-","-","-","Permanent-Split Capacitor Motor",56,true,0.75,1.67,"-",1.25,37.5,"-","-","2017-12-17"]
[null,"Pentair Water Pool And Spa Inc.","Sta-Rite IntelliPro 2 VST","013001",3450,"Variable-Speed",70.45,"-","-",95.14,"-","-","-","Electronically-Commutated motor",56,true,3,1.32,"-",3.95,42.29,"-","-","2017-12-17"]
[null,"Pentair Water Pool And Spa Inc.","Sta-Rite IntelliPro VS+SVRS","013002",3450,"Variable-Speed",72.56,"-","-",98.67,"-","-","-","Electronically-Commutated motor",56,true,3,1.32,"-",3.95,43.47,"-","-","2017-12-17"]
[null,"Pentair Water Pool And Spa Inc.","Sta-Rite IntelliPro VSF","013004",3450,"Variable-Speed",70.45,"-","-",95.14,"-","-","-","Electronically-Commutated motor",56,true,3,1.32,"-",3.95,42.29,"-","-","2017-12-17"]
[null,"Pentair Water Pool And Spa Inc.","Pentair WhisperFloXF XFDS-8","022007",3450,"Dual-Speed",68.349999999999994,"-","-",92.34,"-","-","-","Permanent-Split Capacitor Motor",56,true,2,1.3,"-",2.6,41.22,"-","-","2017-12-17"]
[null,"Pentair Water Pool And Spa Inc.","Pentair WhisperFloXF XFDS-12","022008",3450,"Dual-Speed",74.91,"-","-",102.11,"-","-","-","Permanent-Split Capacitor Motor",56,true,3,1.1499999999999999,"-",3.45,44.84,"-","-","2017-12-17"]
[null,"Pentair Water Pool And Spa Inc.","Pentair WhisperFloXF XFDS-30","022026",3450,"Dual-Speed",69.14,"-","-",93.16,"-","-","-","Permanent-Split Capacitor Motor",56,true,2.5,1.04,"-",2.6,41.6,"-","-","2017-12-17"]
[null,"Pentair Water Pool And Spa Inc.","Pentair IntelliFloXF Variable Speed","022055",3450,"Variable-Speed",74.17,"-","-",100.94,"-","-","-","Electronically-Commutated motor",56,true,3,1.32,"-",3.95,44.01,"-","-","2017-12-17"]
[null,"Pentair Water Pool And Spa Inc.","Pentair IntelliFloXF VSF","022056",3450,"Variable-Speed",74.17,"-","-",100.94,"-","-","-","Electronically-Commutated motor",56,true,3,1.32,"-",3.95,44.01,"-","-","2017-12-17"]
[null,"Pentair Water Pool And Spa Inc.","Pentair IntelliFloXF VS+SVRS","022057",3450,"Variable-Speed",74.17,"-","-",100.94,"-","-","-","Electronically-Commutated motor",56,true,3,1.32,"-",3.95,44.01,"-","-","2017-12-17"]
[null,"Pentair Water Pool And Spa Inc.","Sta-Rite Max-E-ProXF XPDS-8","023007",3450,"Dual-Speed",68.349999999999994,"-","-",92.34,"-","-","-","Permanent-Split Capacitor Motor",56,true,2,1.3,"-",2.6,41.22,"-","-","2017-12-17"]
[null,"Pentair Water Pool And Spa Inc.","Sta-Rite Max-E-ProXF XPDS-12","023008",3450,"Dual-Speed",74.91,"-","-",102.11,"-","-","-","Permanent-Split Capacitor Motor",56,true,3,1.1499999999999999,"-",3.45,44.84,"-","-","2017-12-17"]
[null,"Pentair Water Pool And Spa Inc.","Sta-Rite Max-E-ProXF XPDS-30","023026",3450,"Dual-Speed",69.14,"-","-",93.16,"-","-","-","Permanent-Split Capacitor Motor",56,true,2.5,1.04,"-",2.6,41.6,"-","-","2017-12-17"]
[null,"Pentair Water Pool And Spa Inc.","Sta-Rite IntelliProXF Variable Speed","023055",3450,"Variable-Speed",74.17,"-","-",100.94,"-","-","-","Electronically-Commutated motor",56,true,3,1.32,"-",3.95,44.01,"-","-","2017-12-17"]
[null,"Pentair Water Pool And Spa Inc.","Sta-Rite IntelliProXF VSF","023056",3450,"Variable-Speed",74.17,"-","-",100.94,"-","-","-","Electronically-Commutated motor",56,true,3,1.32,"-",3.95,44.01,"-","-","2017-12-17"]
[null,"Pentair Water Pool And Spa Inc.","Sta-Rite IntelliProXF VS+SVRS","023057",3450,"Variable-Speed",74.17,"-","-",100.94,"-","-","-","Electronically-Commutated motor",56,true,3,1.32,"-",3.95,44.01,"-","-","2017-12-17"]
[null,"Pentair Water Pool And Spa Inc.","Pentair SuperFlo SF-N2-1A","340042",3450,"Dual-Speed",53.1,"-","-",66.05,"-","-","-","Permanent-Split Capacitor Motor",56,true,1,1.25,"-",1.25,34.22,"-","-","2017-12-17"]
[null,"Pentair Water Pool And Spa Inc.","Pentair SuperFlo SF-N2-1-1/2A","340043",3450,"Dual-Speed",58.4,"-","-",74.73,"-","-","-","Permanent-Split Capacitor Motor",56,true,1.5,1.1000000000000001,"-",1.65,36.9,"-","-","2017-12-17"]
[null,"Pentair Water Pool And Spa Inc.","Pentair SuperFlo SF-N2-2A","340044",3450,"Dual-Speed",62.63,"-","-",80.150000000000006,"-","-","-","Permanent-Split Capacitor Motor",56,true,2,1.1000000000000001,"-",2.2000000000000002,39.4,"-","-","2017-12-17"]
[null,"Pentair Water Pool And Spa Inc.","Pentair SuperFlo SF-N2-3/4A","341111",3450,"Dual-Speed",46.33,"-","-",57.19,"-","-","-","Permanent-Split Capacitor Motor",56,true,0.75,1.67,"-",1.25,30.46,"-","-","2017-12-17"]
[null,"Pentair Water Pool And Spa Inc.","Pentair SuperFlo Variable Speed","342001",3450,"Variable-Speed",64.739999999999995,"-","-",81.83,"-","-","-","Electronically Commutated Motor",56,true,1.5,1.46,"-",2.2000000000000002,40.74,"-","-","2017-12-17"]
[null,"Pentair Water Pool And Spa Inc.","Sta-Rite SuperMax Variable Speed","343000",3450,"Variable-Speed",57.84,"-","-",74.05,"-","-","-","Electronically Commutated Motor",48,true,1.65,1,"-",1.65,36.380000000000003,"-","-","2017-12-17"]
[null,"Pentair Water Pool And Spa Inc.","Sta-Rite SuperMax Variable Speed","343001",3450,"Variable-Speed",64.739999999999995,"-","-",81.83,"-","-","-","Electronically Commutated Motor",56,true,1.5,1.46,"-",2.2000000000000002,40.74,"-","-","2017-12-17"]
[null,"Pentair Water Pool And Spa Inc.","Pentair Challenger CHII-N1-1/2FE","345212",3450,"Single-Speed",49.5,"-","-",59.9,"-","-","-","Permanent-Split Capacitor Motor",56,false,0.5,1.9,"-",0.95,35.5,"-","-","2017-12-17"]
[null,"Pentair Water Pool And Spa Inc.","Pentair Challenger CHII-N2-1A","346224",3450,"Dual-Speed",56.24,"-","-",68.099999999999994,"-","-","-","Permanent-Split Capacitor Motor",56,true,1,1.25,"-",1.25,37.29,"-","-","2017-12-17"]
[null,"Pentair Water Pool And Spa Inc.","Pentair Challenger CHII-N2-1-1/2A","346226",3450,"Dual-Speed",61.87,"-","-",77.61,"-","-","-","Permanent-Split Capacitor Motor",56,true,1.5,1.1000000000000001,"-",1.65,39.75,"-","-","2017-12-17"]
[null,"Pentair Water Pool And Spa Inc.","Pentair Challenger CHII-N2-2A","346228",3450,"Dual-Speed",66.09,"-","-",83.31,"-","-","-","Permanent-Split Capacitor Motor",56,true,2,1.1000000000000001,"-",2.2000000000000002,41.97,"-","-","2017-12-17"]
[null,"Pentair Water Pool And Spa Inc.","Pentair Challenger CHII-N2-2-1/2A","346229",3450,"Dual-Speed",70.72,"-","-",92.68,"-","-","-","Permanent-Split Capacitor Motor",56,true,2.5,1.04,"-",2.6,43.1,"-","-","2017-12-17"]
[null,"Pentair Water Pool And Spa Inc.","Pentair SuperFlo SF-N2-1A-HP","346242",3450,"Dual-Speed",53.1,"-","-",66.05,"-","-","-","Permanent-Split Capacitor Motor",56,true,1,1.25,"-",1.25,34.22,"-","-","2017-12-17"]
[null,"Pentair Water Pool And Spa Inc.","Pentair SuperFlo SF-N2-1-1/2A-HP","346243",3450,"Dual-Speed",58.4,"-","-",74.73,"-","-","-","Permanent-Split Capacitor Motor",56,true,1.5,1.1000000000000001,"-",1.65,36.9,"-","-","2017-12-17"]
[null,"Pentair Water Pool And Spa Inc.","Pentair SuperFlo SF-N2-2A-HP","346244",3450,"Dual-Speed",62.63,"-","-",80.150000000000006,"-","-","-","Permanent-Split Capacitor Motor",56,true,2,1.1000000000000001,"-",2.2000000000000002,39.4,"-","-","2017-12-17"]
[null,"Pentair Water Pool And Spa Inc.","Pentair Flotec","FPT20510",3450,"Dual-Speed",51,"-","-",67.2,"-","-","-","Capacitor Start - Capacitor Run",48,true,0.75,1.6,"-",1.2,31.6,"-","-","2017-12-17"]
[null,"Pentair Water Pool And Spa Inc.","Pentair Flotec","FPT20515",3450,"Dual-Speed",56,"-","-",72.900000000000006,"-","-","-","Capacitor Start - Capacitor Run",48,true,1.5,1.1000000000000001,"-",1.65,34.6,"-","-","2017-12-17"]
[null,"Pentair Water Pool And Spa Inc.","Sta-Rite DynaPro","MPE6C-204L",3450,"Single-Speed",51.3,"-","-",67.5,"-","-","-","Capacitor Start - Capacitor Run",48,false,0.5,1.9,"-",0.95,32,"-","-","2017-12-17"]
[null,"Pentair Water Pool And Spa Inc.","Sta-Rite Dyna-Pro","MPE6YG-208L",3450,"Dual-Speed",66.846999999999994,"-","-",90.95,"-","-","-","Permanent-Split Capacitor Motor",48,true,2,1.3,"-",2.6,40.106000000000002,"-","-","2017-12-17"]
[null,"Pentair Water Pool And Spa Inc.","Sta-Rite DynaPro","MPEA6D-204L",3450,"Single-Speed",50.6,"-","-",65.7,"-","-","-","Capacitor Start - Capacitor Run",48,false,0.75,1.27,"-",0.95,31.4,"-","-","2017-12-17"]
[null,"Pentair Water Pool And Spa Inc.","Sta-Rite Dyna-Pro","MPEA6YG-207L",3450,"Dual-Speed",62.433,"-","-",84.524000000000001,"-","-","-","Permanent-Split Capacitor Motor",48,true,2,1.1000000000000001,"-",2.2000000000000002,37.850999999999999,"-","-","2017-12-17"]
[null,"Pentair Water Pool And Spa Inc.","Sta-Rite Dyna-Pro","MPEAA6YG-208L",3450,"Dual-Speed",66.846999999999994,"-","-",90.95,"-","-","-","Permanent-Split Capacitor Motor",48,true,2.5,1.04,"-",2.6,40.106000000000002,"-","-","2017-12-17"]
[null,"Pentair Water Pool And Spa Inc.","Sta-Rite Max-E-Pro","P6E6C-204L",3450,"Single-Speed",52.1,"-","-",63.4,"-","-","-","Capacitor Start - Capacitor Run",48,false,0.5,1.9,"-",0.95,34.5,"-","-","2017-12-17"]
[null,"Pentair Water Pool And Spa Inc.","Sta-Rite IntelliPro Variable Speed","P6E6VS4H-209L",3450,"Variable-Speed",70.968999999999994,"-","-",97.180999999999997,"-","-","-","Electronically-Commutated motor",56,true,3,1.32,"-",3.95,42.139000000000003,"-","-","2017-12-17"]
[null,"Pentair Water Pool And Spa Inc.","Sta-Rite Max-E-Pro","P6RA6YF-206LM",3450,"Dual-Speed",61.7,"-","-",76.5,"-","-","-","Permanent-Split Capacitor Motor",56,true,1.5,1.1000000000000001,"-",1.65,40.200000000000003,"-","-","2017-12-17"]
[null,"Pentair Water Pool And Spa Inc.","Sta-Rite Max-E-Pro","P6RA6YG-207L",3450,"Dual-Speed",65.745000000000005,"-","-",86.578999999999994,"-","-","-","Permanent-Split Capacitor Motor",48,true,2,1.1000000000000001,"-",2.2000000000000002,40.021999999999998,"-","-","2017-12-17"]
[null,"Pentair Water Pool And Spa Inc.","Sta-Rite SuperMax N2-3/4A-HP","PHK2RAY6D-101L",3450,"Dual-Speed",46.33,"-","-",57.19,"-","-","-","Permanent-Split Capacitor Motor",56,true,0.75,1.67,"-",1.25,30.46,"-","-","2017-12-17"]
[null,"Pentair Water Pool And Spa Inc.","Sta-Rite SuperMax N2-1A-HP","PHK2RAY6E-102L",3450,"Dual-Speed",53.1,"-","-",66.05,"-","-","-","Permanent-Split Capacitor Motor",56,true,1,1.25,"-",1.25,34.22,"-","-","2017-12-17"]
[null,"Pentair Water Pool And Spa Inc.","Sta-Rite SuperMax N2-1-1/2A-HP","PHK2RAY6F-103L",3450,"Dual-Speed",58.4,"-","-",74.73,"-","-","-","Permanent-Split Capacitor Motor",56,true,1.5,1.1000000000000001,"-",1.65,36.9,"-","-","2017-12-17"]
[null,"Pentair Water Pool And Spa Inc.","Sta-Rite SuperMax N2-2A-HP","PHK2RAY6G-104L",3450,"Dual-Speed",62.63,"-","-",80.150000000000006,"-","-","-","Permanent-Split Capacitor Motor",56,true,2,1.1000000000000001,"-",2.2000000000000002,39.4,"-","-","2017-12-17"]
[null,"Pentair Water Pool And Spa Inc.","Sta-Rite SuperMax N2-1A-HP","PHKN2RAY6E-102L",3450,"Dual-Speed",53.1,"-","-",66.05,"-","-","-","Permanent-Split Capacitor Motor",56,true,1,1.25,"-",1.25,34.22,"-","-","2017-12-17"]
[null,"Pentair Water Pool And Spa Inc.","Sta-Rite SuperMax N2-1-1/2A-HP","PHKN2RAY6F-103L",3450,"Dual-Speed",58.4,"-","-",74.73,"-","-","-","Permanent-Split Capacitor Motor",56,true,1.5,1.1000000000000001,"-",1.65,36.9,"-","-","2017-12-17"]
[null,"Pentair Water Pool And Spa Inc.","Sta-Rite SuperMax N2-2A-HP","PHKN2RAY6G-104L",3450,"Dual-Speed",62.63,"-","-",80.150000000000006,"-","-","-","Permanent-Split Capacitor Motor",56,true,2,1.1000000000000001,"-",2.2000000000000002,39.4,"-","-","2017-12-17"]
[null,"Pentair Water Pool And Spa Inc.","Pentair Shasta IntelliFlo VSF","S-011056",3450,"Variable-Speed",72.56,"-","-",98.67,"-","-","-","Electronically-Commutated motor",56,true,3,1.32,"-",3.95,43.47,"-","-","2017-12-17"]
[null,"Pentair Water Pool And Spa Inc.","Pentair Shasta IntelliFlo 2 VST","S-011058",3450,"Variable-Speed",72.56,"-","-",98.67,"-","-","-","Electronically-Commutated motor",56,true,3,1.32,"-",3.95,43.47,"-","-","2017-12-17"]
[null,"Pentair Water Pool And Spa Inc.","Sta-Rite Shasta IntelliPro VS+SVRS","S-013003",3450,"Variable-Speed",72.56,"-","-",98.67,"-","-","-","Electronically-Commutated motor",56,true,3,1.32,"-",3.95,43.47,"-","-","2017-12-17"]
[null,"Hayward","Hayward","HCP2500VSP",3450,"Variable-speed",69,"-","-",96,"-","-","-","Electronically-commutated motor",48,true,2.7,1,"-",2.7,41,"-","-","2019-04-12"]
[null,"Hayward","Hayward","HCP2500VSP",1725,"Variable-speed",35,"-","-",47,"-","-","-","Electronically-commutated motor",48,true,2.7,1,"-",2.7,21,"-","-","2019-04-12"]
[null,"Hayward","Hayward","HCP2500VSP",1125,"Variable-speed",23,"-","-",31,"-","-","-","Electronically-commutated motor",48,true,2.7,1,"-",2.7,14,"-","-","2019-04-12"]
[null,"Hayward","Hayward","HCP2500VSP",600,"Variable-speed",13,"-","-",17,"-","-","-","Electronically-commutated motor",48,true,2.7,1,"-",2.7,8,"-","-","2019-04-12"]
[null,"Hayward","Hayward","HCP2500VSPVR",3450,"Variable-speed",70,"-","-",97,"-","-","-","Electronically-commutated motor",48,true,2.7,1,"-",2.7,41,"-","-","2019-04-12"]
[null,"Hayward","Hayward","HCP2500VSPVR",1725,"Variable-speed",35,"-","-",48,"-","-","-","Electronically-commutated motor",48,true,2.7,1,"-",2.7,22,"-","-","2019-04-12"]
[null,"Hayward","Hayward","HCP2500VSPVR",1500,"Variable-speed",28,"-","-",39,"-","-","-","Electronically-commutated motor",48,true,2.7,1,"-",2.7,17,"-","-","2019-04-12"]
[null,"Hayward","Hayward","HCP2500VSPVR",1000,"Variable-speed",20,"-","-",28,"-","-","-","Electronically-commutated motor",48,true,2.7,1,"-",2.7,12,"-","-","2019-04-12"]
[null,"Hayward","Hayward","SP1580X15VSP",3400,"Variable-speed",49,"-","-",64,"-","-","-","Electronically-commutated motor",48,true,1,1.1000000000000001,"-",1.1000000000000001,30,"-","-","2019-04-12"]
[null,"Hayward","Hayward","SP1580X15VSP",1700,"Variable-speed",24,"-","-",32,"-","-","-","Electronically-commutated motor",48,true,1,1.1000000000000001,"-",1.1000000000000001,15,"-","-","2019-04-12"]
[null,"Hayward","Hayward","SP1580X15VSP",1350,"Variable-speed",19,"-","-",25,"-","-","-","Electronically-commutated motor",48,true,1,1.1000000000000001,"-",1.1000000000000001,12,"-","-","2019-04-12"]
[null,"Hayward","Hayward","SP1580X15VSP",1000,"Variable-speed",14,"-","-",18,"-","-","-","Electronically-commutated motor",48,true,1,1.1000000000000001,"-",1.1000000000000001,8,"-","-","2019-04-12"]
[null,"Hayward","Hayward","W3SP2303VSP",3450,"Variable-speed",51,"-","-",65,"-","-","-","Electronically-commutated motor",48,true,1.65,1,"-",1.65,32,"-","-","2019-09-11"]
[null,"Hayward","Hayward","W3SP2303VSP",1725,"Variable-speed",25,"-","-",32,"-","-","-","Electronically-commutated motor",48,true,1.65,1,"-",1.65,16,"-","-","2019-09-11"]
[null,"Hayward","Hayward","W3SP2303VSP",1350,"Variable-speed",20,"-","-",25,"-","-","-","Electronically-commutated motor",48,true,1.65,1,"-",1.65,12,"-","-","2019-09-11"]
[null,"Hayward","Hayward","W3SP2303VSP",600,"Variable-speed",8,"-","-",10,"-","-","-","Electronically-commutated motor",48,true,1.65,1,"-",1.65,5,"-","-","2019-09-11"]
[null,"Hayward","Hayward","W3SP2603VSP",3450,"Variable-speed",55,"-","-",70,"-","-","-","Electronically-commutated motor",56,true,1.65,1,"-",1.65,34,"-","-","2019-09-11"]
[null,"Hayward","Hayward","W3SP2603VSP",1725,"Variable-speed",27,"-","-",35,"-","-","-","Electronically-commutated motor",56,true,1.65,1,"-",1.65,17,"-","-","2019-09-11"]
[null,"Hayward","Hayward","W3SP2603VSP",1250,"Variable-speed",19,"-","-",25,"-","-","-","Electronically-commutated motor",56,true,1.65,1,"-",1.65,12,"-","-","2019-09-11"]
[null,"Hayward","Hayward","W3SP2603VSP",600,"Variable-speed",9,"-","-",11,"-","-","-","Electronically-commutated motor",56,true,1.65,1,"-",1.65,5,"-","-","2019-09-11"]
[null,"Hayward","Hayward","W3SP3202VSP",3450,"Variable-speed",63,"-","-",84,"-","-","-","Electronically-commutated motor",48,true,1.85,1,"-",1.85,38,"-","-","2019-09-11"]
[null,"Hayward","Hayward","W3SP3202VSP",1725,"Variable-speed",32,"-","-",42,"-","-","-","Electronically-commutated motor",48,true,1.85,1,"-",1.85,19,"-","-","2019-09-11"]
[null,"Hayward","Hayward","W3SP3202VSP",1275,"Variable-speed",24,"-","-",31,"-","-","-","Electronically-commutated motor",48,true,1.85,1,"-",1.85,14,"-","-","2019-09-11"]
[null,"Hayward","Hayward","W3SP3202VSP",600,"Variable-speed",12,"-","-",15,"-","-","-","Electronically-commutated motor",48,true,1.85,1,"-",1.85,7,"-","-","2019-09-11"]
[null,"Hayward","Hayward","W3SP3206VSP",3450,"Variable-speed",69,"-","-",96,"-","-","-","Electronically-commutated motor",48,true,2.7,1,"-",2.7,41,"-","-","2019-09-11"]
[null,"Hayward","Hayward","W3SP3206VSP",1725,"Variable-speed",34,"-","-",47,"-","-","-","Electronically-commutated motor",48,true,2.7,1,"-",2.7,21,"-","-","2019-09-11"]
[null,"Hayward","Hayward","W3SP3206VSP",1125,"Variable-speed",23,"-","-",31,"-","-","-","Electronically-commutated motor",48,true,2.7,1,"-",2.7,14,"-","-","2019-09-11"]
[null,"Hayward","Hayward","W3SP3206VSP",600,"Variable-speed",13,"-","-",17,"-","-","-","Electronically-commutated motor",48,true,2.7,1,"-",2.7,8,"-","-","2019-09-11"]
[null,"Zodiac Pool Systems LLC","Jandy","VSFHP085AUT",3450,"Variable-Speed",52,"-","-",66,"-","-","-","Electronically-commutated motor",48,true,0.85,1,"-",0.85,33,"-","-","2019-12-20"]
[null,"Zodiac Pool Systems LLC","Jandy","VSFHP085AUT",1730,"Variable-Speed",27,"-","-",35,"-","-","-","Electronically-Commutated motor",48,true,0.85,1,"-",0.85,17,"-","-","2019-12-20"]
[null,"Zodiac Pool Systems LLC","Jandy","VSFHP085AUT",600,"Variable-Speed",12,"-","-",7,"-","-","-","Electronically-Commutated motor",48,true,0.85,1,"-",0.85,15,"-","-","2019-12-20"]
[null,"Zodiac Pool Systems LLC","Jandy","VSFHP085JEP",3450,"Variable-Speed",52,"-","-",66,"-","-","-","Electronically-commutated motor",48,true,0.85,1,"-",0.85,33,"-","-","2019-12-20"]
[null,"Zodiac Pool Systems LLC","Jandy","VSFHP085JEP",1730,"Variable-Speed",27,"-","-",35,"-","-","-","Electronically-Commutated motor",48,true,0.85,1,"-",0.85,17,"-","-","2019-12-20"]
[null,"Zodiac Pool Systems LLC","Jandy","VSFHP085JEP",600,"Variable-Speed",12,"-","-",7,"-","-","-","Electronically-Commutated motor",48,true,0.85,1,"-",0.85,15,"-","-","2019-12-20"]
[null,"Zodiac Pool Systems LLC","Jandy","VSFHP185DV2A",3450,"Variable-Speed",63,"-","-",83,"-","-","-","Electronically-Commutated motor",48,true,1.85,1,"-",1.85,38,"-","-","2019-12-20"]
[null,"Zodiac Pool Systems LLC","Jandy","VSFHP185DV2A",1730,"Variable-Speed",32,"-","-",42,"-","-","-","Electronically-Commutated motor",48,true,1.85,1,"-",1.85,20,"-","-","2019-12-20"]
[null,"Zodiac Pool Systems LLC","Jandy","VSFHP185DV2A",600,"Variable-Speed",13,"-","-",17,"-","-","-","Electronically-Commutated motor",48,true,1.85,1,"-",1.85,8,"-","-","2019-12-20"]
[null,"Zodiac Pool Systems LLC","Jandy","VSFHP270DV2A",3450,"Variable-Speed",67,"-","-",89,"-","-","-","Electronically-Commutated motor",48,true,2.7,1,"-",2.7,40,"-","-","2019-12-20"]
[null,"Zodiac Pool Systems LLC","Jandy","VSFHP270DV2A",1730,"Variable-Speed",33,"-","-",45,"-","-","-","Electronically-Commutated motor",48,true,2.7,1,"-",2.7,20,"-","-","2019-12-20"]
[null,"Zodiac Pool Systems LLC","Jandy","VSFHP270DV2A",600,"Variable-Speed",13,"-","-",18,"-","-","-","Electronically-Commutated motor",48,true,2.7,1,"-",2.7,8,"-","-","2019-12-20"]
[null,"Zodiac Pool Systems LLC","Jandy","VSPHP270DV2A",3450,"Variable-Speed",69,"-","-",93,"-","-","-","Electronically-Commutated motor",48,true,2.7,1,"-",2.7,41,"-","-","2019-12-20"]
[null,"Zodiac Pool Systems LLC","Jandy","VSPHP270DV2A",1730,"Variable-Speed",35,"-","-",48,"-","-","-","Electronically-Commutated motor",48,true,2.7,1,"-",2.7,21,"-","-","2019-12-20"]
[null,"Zodiac Pool Systems LLC","Jandy","VSPHP270DV2A",600,"Variable-Speed",16,"-","-",22,"-","-","-","Electronically-Commutated motor",48,true,2.7,1,"-",2.7,10,"-","-","2019-12-20"]
[null,"Zodiac Pool Systems LLC","Jandy","VSSHP270DV2A",3450,"Variable-Speed",69,"-","-",93,"-","-","-","Electronically-Commutated motor",48,true,2.7,1,"-",2.7,41,"-","-","2019-12-20"]
[null,"Zodiac Pool Systems LLC","Jandy","VSSHP270DV2A",1730,"Variable-Speed",36,"-","-",48,"-","-","-","Electronically-Commutated motor",48,true,2.7,1,"-",2.7,21,"-","-","2019-12-20"]
[null,"Zodiac Pool Systems LLC","Jandy","VSSHP270DV2A",600,"Variable-Speed",16,"-","-",22,"-","-","-","Electronically-Commutated motor",48,true,2.7,1,"-",2.7,10,"-","-","2019-12-20"]
[null,"Zodiac Pool Systems LLC","Jandy","VSSHP220DV2A",3450,"Variable-Speed",67,"-","-",91,"-","-","-","Electronically-Commutated motor",48,true,2.2000000000000002,1,"-",2.2000000000000002,40,"-","-","2019-12-20"]
[null,"Zodiac Pool Systems LLC","Jandy","VSSHP220DV2A",1730,"Variable-Speed",34,"-","-",47,"-","-","-","Electronically-Commutated motor",48,true,2.2000000000000002,1,"-",2.2000000000000002,20,"-","-","2019-12-20"]
[null,"Zodiac Pool Systems LLC","Jandy","VSSHP220DV2A",600,"Variable-Speed",14,"-","-",19,"-","-","-","Electronically-Commutated motor",48,true,2.2000000000000002,1,"-",2.2000000000000002,9,"-","-","2019-12-20"]
[null,"Hayward","Hayward","JVS165S",3450,"Variable-speed",50,"-","-",64,"-","-",9.9,"Electronically-commutated motor",48,true,1.65,1,"-",1.65,32,"-","-","2020-11-10"]
[null,"Hayward","Hayward","JVS165S",1725,"Variable-speed",26,"-","-",32,"-","-",9.9,"Electronically-commutated motor",48,true,1.65,1,"-",1.65,16,"-","-","2020-11-10"]
[null,"Hayward","Hayward","JVS165S",1350,"Variable-speed",20,"-","-",25,"-","-",9.9,"Electronically-commutated motor",48,true,1.65,1,"-",1.65,13,"-","-","2020-11-10"]
[null,"Hayward","Hayward","JVS165S",600,"Variable-speed",9,"-","-",11,"-","-",9.9,"Electronically-commutated motor",48,true,1.65,1,"-",1.65,6,"-","-","2020-11-10"]
[null,"Hayward","Hayward","JVS185S",3450,"Variable-speed",64,"-","-",84,"-","-",7.9,"Electronically-commutated motor",48,true,1.85,1,"-",1.85,38,"-","-","2020-11-10"]
[null,"Hayward","Hayward","JVS185S",1725,"Variable-speed",32,"-","-",42,"-","-",7.9,"Electronically-commutated motor",48,true,1.85,1,"-",1.85,19,"-","-","2020-11-10"]
[null,"Hayward","Hayward","JVS185S",1275,"Variable-speed",24,"-","-",32,"-","-",7.9,"Electronically-commutated motor",48,true,1.85,1,"-",1.85,14,"-","-","2020-11-10"]
[null,"Hayward","Hayward","JVS185S",600,"Variable-speed",12,"-","-",16,"-","-",7.9,"Electronically-commutated motor",48,true,1.85,1,"-",1.85,7,"-","-","2020-11-10"]
[null,"Hayward","Hayward","JVS270S",3450,"Variable-speed",69,"-","-",96,"-","-",7,"Electronically-commutated motor",48,true,2.7,1,"-",2.7,41,"-","-","2020-11-10"]
[null,"Hayward","Hayward","JVS270S",1725,"Variable-speed",34,"-","-",47,"-","-",7,"Electronically-commutated motor",48,true,2.7,1,"-",2.7,21,"-","-","2020-11-10"]
[null,"Hayward","Hayward","JVS270S",1125,"Variable-speed",23,"-","-",31,"-","-",7,"Electronically-commutated motor",48,true,2.7,1,"-",2.7,14,"-","-","2020-11-10"]
[null,"Hayward","Hayward","JVS270S",600,"Variable-speed",13,"-","-",17,"-","-",7,"Electronically-commutated motor",48,true,2.7,1,"-",2.7,8,"-","-","2020-11-10"]
[null,"Hayward","Hayward","V2SP32900VSP",3450,"Variable-Speed",64,"-","-",85,"-","-",8.3000000000000007,"Electronically-commutated motor",48,true,1.85,1,"-",1.85,38,"-","-","2021-07-16"]
[null,"Hayward","Hayward","V2SP32900VSP",1725,"Variable-Speed",32,"-","-",41,"-","-",8.3000000000000007,"Electronically-commutated motor",48,true,1.85,1,"-",1.85,19,"-","-","2021-07-16"]
[null,"Hayward","Hayward","V2SP32900VSP",600,"Variable-Speed",11,"-","-",14,"-","-",8.3000000000000007,"Electronically-commutated motor",48,true,1.85,1,"-",1.85,7,"-","-","2021-07-16"]
[null,"Hayward","Hayward","V2SP23520VSP",3450,"Variable-Speed",52,"-","-",66,"-","-",10.199999999999999,"Electronically-commutated motor",48,true,1.65,1,"-",1.65,33,"-","-","2021-07-16"]
[null,"Hayward","Hayward","V2SP23520VSP",1725,"Variable-Speed",26,"-","-",33,"-","-",10.199999999999999,"Electronically-commutated motor",48,true,1.65,1,"-",1.65,16,"-","-","2021-07-16"]
[null,"Hayward","Hayward","V2SP23520VSP",600,"Variable-Speed",9,"-","-",12,"-","-",10.199999999999999,"Electronically-commutated motor",48,true,1.65,1,"-",1.65,6,"-","-","2021-07-16"]