## Sheet1
PHTA APPLIANCE EFFICIENCY POOL PUMP DATABASE Published July 19, 2021 | Manufacturer Name | Brand Name | Model Number | Speed RPM | Motor Design | Curve-A gpm Flow | Curve-A Power Watts | Curve-A Energy Factor | Curve-C gpm Flow | Curve-C Power Watts | Curve-C Energy Factor | Weighted Energy Factor | Motor Construction | Frame | Motor Capability (True/False) | Nameplate HP | Motor Service Factor | Motor Efficiency % | Pool Pump Motor Capacity (Total HP) | Curve-B gpm Flow | Curve-B Power Watts | Curve-B Energy Factor | Add Date
| Speck Pumps | Speck Pumps | A91 | 3450 | Single-speed | 40 | - | - | 49 | - | - | - | Permanent-split capacitor motor | 48 | False | 0.5 | 1 | - | 0.5 | 26 | - | - | 2012-01-16
| Speck Pumps | Speck Pumps | A91-I | 3450 | Single-speed | 45 | - | - | 55 | - | - | - | Permanent-split capacitor motor | 48 | False | 0.75 | 1 | - | 0.75 | 29 | - | - | 2012-01-16
| Speck Pumps | Speck Pumps | Badu EcoM2/433-II* | 1725 | Dual-speed | 27 | - | - | 34 | - | - | - | Permanent-split capacitor motor | 56 | TRUE | 0.75 | 1.5 | - | 1.12 | 19 | - | - | 2012-01-16
| Speck Pumps | Speck Pumps | Badu EcoM2/433-III | 3450 | Dual-speed | 56 | - | - | 68 | - | - | - | Permanent-split capacitor motor | 56 | TRUE | 1 | 1.4 | - | 1.4 | 37 | - | - | 2012-01-16
| Speck Pumps | Speck Pumps | Badu EcoM2/433-III* | 1725 | Dual-speed | 29 | - | - | 37 | - | - | - | Permanent-split capacitor motor | 56 | TRUE | 1 | 1.4 | - | 1.4 | 19 | - | - | 2012-01-16
| Speck Pumps | Speck Pumps | Badu EcoM2/433-IV | 3450 | Dual-speed | 63 | - | - | 79 | - | - | - | Permanent-split capacitor motor | 56 | TRUE | 1.5 | 1.3 | - | 1.95 | 38 | - | - | 2012-01-16
| Speck Pumps | Speck Pumps | Badu EcoM2/433-IV* | 1725 | Dual-speed | 33 | - | - | 42 | - | - | - | Permanent-split capacitor motor | 56 | TRUE | 1.5 | 1.3 | - | 1.95 | 21 | - | - | 2012-01-16
| Speck Pumps | Speck Pumps | Badu EcoM2/433-V | 3450 | Dual-speed | 68 | - | - | 86 | - | - | - | Permanent-split capacitor motor | 56 | TRUE | 2 | 1.2 | - | 2.4 | 43 | - | - | 2012-01-16
| Speck Pumps | Speck Pumps | Badu EcoM2/433-V* | 1725 | Dual-speed | 35 | - | - | 45 | - | - | - | Permanent-split capacitor motor | 56 | TRUE | 2 | 1.2 | - | 2.4 | 23 | - | - | 2012-01-16
| Speck Pumps | Speck Pumps | Badu EcoM2/72-IV | 3450 | Dual-speed | 59 | - | - | 80 | - | - | - | Permanent-split capacitor motor | 56 | TRUE | 1.5 | 1.3 | - | 1.95 | 36 | - | - | 2012-01-16
| Speck Pumps | Speck Pumps | Badu EcoM2/72-IV* | 1725 | Dual-speed | 33 | - | - | 44 | - | - | - | Permanent-split capacitor motor | 56 | TRUE | 1.5 | 1.3 | - | 1.95 | 21 | - | - | 2012-01-16
| Speck Pumps | Speck Pumps | Badu EcoM2/72-V | 3450 | Dual-speed | 66 | - | - | 88 | - | - | - | Permanent-split capacitor motor | 56 | TRUE | 2 | 1.2 | - | 2.4 | 40 | - | - | 2012-01-16
| Speck Pumps | Speck Pumps | Badu EcoM2/72-V* | 1725 | Dual-speed | 34 | - | - | 45 | - | - | - | Permanent-split capacitor motor | 56 | TRUE | 2 | 1.2 | - | 2.4 | 21 | - | - | 2012-01-16
| Speck Pumps | Speck Pumps | Badu EcoM2/S90-II | 3450 | Dual-speed | 53 | - | - | 70 | - | - | - | Permanent-split capacitor motor | 56 | TRUE | 0.75 | 1.5 | - | 1.12 | 32 | - | - | 2012-01-16
| Speck Pumps | Speck Pumps | Badu EcoM2/S90-II* | 1725 | Dual-speed | 28 | - | - | 37 | - | - | - | Permanent-split capacitor motor | 56 | TRUE | 0.75 | 1.5 | - | 1.12 | 17 | - | - | 2012-01-16
| Speck Pumps | Speck Pumps | Badu EcoM2/S90-III | 3450 | Dual-speed | 58 | - | - | 75 | - | - | - | Permanent-split capacitor motor | 56 | TRUE | 1 | 1.4 | - | 1.4 | 35 | - | - | 2012-01-16
| Speck Pumps | Speck Pumps | Badu EcoM2/S90-III* | 1725 | Dual-speed | 31 | - | - | 41 | - | - | - | Permanent-split capacitor motor | 56 | TRUE | 1 | 1.4 | - | 1.4 | 19 | - | - | 2012-01-16
| Speck Pumps | Speck Pumps | Badu EcoM2/S90-IV | 3450 | Dual-speed | 63 | - | - | 82 | - | - | - | Permanent-split capacitor motor | 56 | TRUE | 1.5 | 1.3 | - | 1.95 | 38 | - | - | 2012-01-16
| Speck Pumps | Speck Pumps | Badu EcoM2/S90-IV* | 1725 | Dual-speed | 32 | - | - | 43 | - | - | - | Permanent-split capacitor motor | 56 | TRUE | 1.5 | 1.3 | - | 1.95 | 21 | - | - | 2012-01-16
| Speck Pumps | Speck Pumps | Badu EcoM3 | 3450 | Multiple-speed | 57 | - | - | 80 | - | - | - | Electronically-commutated motor | 48 | TRUE | 1 | 1.25 | - | 1.25 | 35 | - | - | 2012-01-16
| Speck Pumps | Speck Pumps | Badu EcoM3* | 1600 | Multiple-speed | 26 | - | - | 36 | - | - | - | Electronically-commutated motor | 48 | TRUE | 1 | 1.25 | - | 1.25 | 15 | - | - | 2012-01-16
| Speck Pumps | Speck Pumps | Badu EcoMV/433-V | 3450 | Variable-speed | 65 | - | - | 84 | - | - | - | Electronically-commutated motor | 56 | TRUE | 2.7 | 1 | - | 2.7 | 40 | - | - | 2012-01-16
| Speck Pumps | Speck Pumps | Badu EcoMV/433-V* | 1725 | Variable-speed | 35 | - | - | 45 | - | - | - | Electronically-commutated motor | 56 | TRUE | 2.7 | 1 | - | 2.7 | 22 | - | - | 2012-01-16
| Speck Pumps | Speck Pumps | Badu EcoMV/433-V** | 1000 | Variable-speed | 22 | - | - | 26 | - | - | - | Electronically-commutated motor | 56 | TRUE | 2.7 | 1 | - | 2.7 | 14 | - | - | 2012-01-16
| Speck Pumps | Speck Pumps | Badu EcoMV/433-VI | 3450 | Variable-speed | 73 | - | - | 96 | - | - | - | Electronically-commutated motor | 56 | TRUE | 3 | 1.15 | - | 3.45 | 45 | - | - | 2012-01-16
| Speck Pumps | Speck Pumps | Badu EcoMV/433-VI* | 1725 | Variable-speed | 38 | - | - | 48 | - | - | - | Electronically-commutated motor | 56 | TRUE | 3 | 1.15 | - | 3.45 | 24 | - | - | 2012-01-16
| Speck Pumps | Speck Pumps | Badu EcoMV/433-VI** | 1035 | Variable-speed | 23 | - | - | 30 | - | - | - | Electronically-commutated motor | 56 | TRUE | 3 | 1.15 | - | 3.45 | 15 | - | - | 2012-01-16
| Speck Pumps | Speck Pumps | Badu EcoMV/72-V | 3450 | Variable-speed | 65 | - | - | 89 | - | - | - | Electronically-commutated motor | 56 | TRUE | 2.7 | 1 | - | 2.7 | 39 | - | - | 2012-01-16
| Speck Pumps | Speck Pumps | Badu EcoMV/72-V* | 1725 | Variable-speed | 34 | - | - | 45 | - | - | - | Electronically-commutated motor | 56 | TRUE | 2.7 | 1 | - | 2.7 | 21 | - | - | 2012-01-16
| Speck Pumps | Speck Pumps | Badu EcoMV/72-V** | 1000 | Variable-speed | 24 | - | - | 32 | - | - | - | Electronically-commutated motor | 56 | TRUE | 2.7 | 1 | - | 2.7 | 12 | - | - | 2012-01-16
| Speck Pumps | Speck Pumps | Badu EcoMV/72-VI | 3450 | Variable-speed | 68 | - | - | 93 | - | - | - | Electronically-commutated motor | 56 | TRUE | 3 | 1.15 | - | 3.45 | 40 | - | - | 2012-01-16
| Speck Pumps | Speck Pumps | Badu EcoMV/72-VI* | 1725 | Variable-speed | 35 | - | - | 48 | - | - | - | Electronically-commutated motor | 56 | TRUE | 3 | 1.15 | - | 3.45 | 22 | - | - | 2012-01-16
| Speck Pumps | Speck Pumps | Badu EcoMV/72-VI** | 1035 | Variable-speed | 23 | - | - | 32 | - | - | - | Electronically-commutated motor | 56 | TRUE | 3 | 1.15 | - | 3.45 | 12 | - | - | 2012-01-16
| Zodiac Pool Systems, Inc. | Jandy Pro Series | FHPM 1.0-2 | 1725 | Dual-speed | 27 | - | - | 34 | - | - | - | Permanent-split capacitor motor | 56 | TRUE | 1 | 1.67 | - | 1.67 | 16 | - | - | 2012-02-10
| Zodiac Pool Systems, Inc. | Jandy Pro Series | FHPM 1.0-2 (High Speed) | 3450 | Dual-speed | 55 | - | - | 67.6 | - | - | - | Permanent-split capacitor motor | 56 | TRUE | 1 | 1.67 | - | 1.67 | 35 | - | - | 2012-02-10
| Zodiac Pool Systems, Inc. | Jandy Pro Series | FHPM 1.5-2 (High Speed) | 3450 | Dual-speed | 60 | - | - | 79.3 | - | - | - | Permanent-split capacitor motor | 56 | TRUE | 1.5 | 1.65 | - | 2.475 | 37 | - | - | 2012-02-10
| Zodiac Pool Systems, Inc. | Jandy Pro Series | FHPM 1.5-2 (Low Speed) | 1725 | Dual-speed | 29 | - | - | 39.4 | - | - | - | Permanent-split capacitor motor | 56 | TRUE | 1.5 | 1.65 | - | 2.475 | 18 | - | - | 2012-02-10
| Zodiac Pool Systems, Inc. | Jandy Pro Series | FHPM 2.0-2 (High Speed) | 3450 | Dual-speed | 63 | - | - | 85 | - | - | - | Permanent-split capacitor motor | 56 | TRUE | 2 | 1.47 | - | 2.94 | 39 | - | - | 2012-02-10
| Zodiac Pool Systems, Inc. | Jandy Pro Series | FHPM 2.0-2 (Low Speed) | 1725 | Dual-speed | 31 | - | - | 41.3 | - | - | - | Permanent-split capacitor motor | 56 | TRUE | 2 | 1.47 | - | 2.94 | 19 | - | - | 2012-02-10
| Zodiac Pool Systems, Inc. | Jandy Pro Series | JEP 1.5 | 3450 | Variable-speed | 67 | - | - | 89.9 | - | - | - | Electronically-commutated motor | 56 | TRUE | 1.5 | 1 | - | 1.5 | 40 | - | - | 2012-02-10
| Zodiac Pool Systems, Inc. | Jandy Pro Series | JEP 1.5 | 1725 | Variable-speed | 33.2 | - | - | 44.5 | - | - | - | Electronically-commutated motor | 56 | TRUE | 1.5 | 1 | - | 1.5 | 20 | - | - | 2012-02-10
| Zodiac Pool Systems, Inc. | Jandy Pro Series | JEP 1.5 | 1050 | Variable-speed | 20 | - | - | - | - | - | - | Electronically-commutated motor | 56 | TRUE | 2 | 1 | - | 2 | - | - | - | 2012-02-10
| Zodiac Pool Systems, Inc. | Jandy Pro Series | JEP 2.0 | 3450 | Variable-speed | 68.5 | - | - | 92.6 | - | - | - | Electronically-commutated motor | 56 | TRUE | 2 | 1 | - | 2 | 40.9 | - | - | 2012-02-10
| Zodiac Pool Systems, Inc. | Jandy Pro Series | JEP 2.0 | 1725 | Variable-speed | 34.2 | - | - | 46.3 | - | - | - | Electronically-commutated motor | 56 | TRUE | 2 | 1 | - | 2 | 20.4 | - | - | 2012-02-10
| Zodiac Pool Systems, Inc. | Jandy Pro Series | JEP 2.0 | 1030 | Variable-speed | 20 | - | - | - | - | - | - | Electronically-commutated motor | 56 | TRUE | 2 | 1 | - | 2 | - | - | - | 2012-02-10
| Zodiac Pool Systems, Inc. | Jandy Pro Series | MHPM 0.75 | 3450 | Single-speed | 51 | - | - | 65.7 | - | - | - | Permanent-split capacitor motor | 56 | False | 0.75 | 1.3 | - | 0.975 | 32 | - | - | 2012-02-10
| Zodiac Pool Systems, Inc. | Jandy Pro Series | PHPF 0.50 | 3450 | Single-speed | 54 | - | - | 69.6 | - | - | - | Permanent-split capacitor motor | 56 | False | 0.5 | 1.25 | - | 0.625 | 34 | - | - | 2012-02-10
| Zodiac Pool Systems, Inc. | Jandy Pro Series | PHPF 0.75 | 3450 | Single-speed | 59 | - | - | 76.2 | - | - | - | Permanent-split capacitor motor | 56 | False | 0.75 | 1.65 | - | 1.2375 | 37 | - | - | 2012-02-10
| Zodiac Pool Systems, Inc. | Jandy Pro Series | PHPF 1.0-2 (High Speed) | 3450 | Dual-speed | 66 | - | - | 85.7 | - | - | - | Permanent-split capacitor motor | 56 | TRUE | 1 | 1.65 | - | 1.65 | 40 | - | - | 2012-02-10
| Zodiac Pool Systems, Inc. | Jandy Pro Series | PHPF 1.0-2 (Low Speed) | 1725 | Dual-speed | 33 | - | - | 40.4 | - | - | - | Permanent-split capacitor motor | 56 | TRUE | 1 | 1.65 | - | 1.65 | 20 | - | - | 2012-02-10
| Zodiac Pool Systems, Inc. | Jandy Pro Series | PHPF 1.5-2 (High Speed) | 3450 | Dual-speed | 68 | - | - | 91.8 | - | - | - | Permanent-split capacitor motor | 56 | TRUE | 1.5 | 1.5 | - | 2.25 | 40 | - | - | 2012-02-10
| Zodiac Pool Systems, Inc. | Jandy Pro Series | PHPF 1.5-2 (Low Speed) | 1725 | Dual-speed | 34 | - | - | 44.7 | - | - | - | Permanent-split capacitor motor | 56 | TRUE | 1.5 | 1.5 | - | 2.25 | 20 | - | - | 2012-02-10
| Zodiac Pool Systems, Inc. | Jandy Pro Series | PHPF 2.0-2 (High Speed) | 3450 | Dual-speed | 70 | - | - | 94.7 | - | - | - | Permanent-split capacitor motor | 56 | TRUE | 2 | 1.04 | - | 2.08 | 42 | - | - | 2012-02-10
| Zodiac Pool Systems, Inc. | Jandy Pro Series | PHPF 2.0-2 (Low Speed) | 1725 | Dual-speed | 35 | - | - | 45 | - | - | - | Permanent-split capacitor motor | 56 | TRUE | 2 | 1.04 | - | 2.08 | 21 | - | - | 2012-02-10
| Zodiac Pool Systems, Inc. | Jandy Pro Series | PHPM 0.75 | 3450 | Single-speed | 54 | - | - | 69.6 | - | - | - | Permanent-split capacitor motor | 56 | False | 0.75 | 1.3 | - | 0.975 | 34 | - | - | 2012-02-10
| Zodiac Pool Systems, Inc. | Jandy Pro Series | PHPM 1.5-2 (High Speed) | 3450 | Dual-speed | 66 | - | - | 85.7 | - | - | - | Permanent-split capacitor motor | 56 | TRUE | 1.5 | 1.1 | - | 1.65 | 40 | - | - | 2012-02-10
| Zodiac Pool Systems, Inc. | Jandy Pro Series | PHPM 1.5-2 (Low Speed) | 1725 | Dual-speed | 33 | - | - | 40.4 | - | - | - | Permanent-split capacitor motor | 56 | TRUE | 1.5 | 1.1 | - | 1.65 | 20 | - | - | 2012-02-10
| Zodiac Pool Systems, Inc. | Jandy Pro Series | PHPM 2.0-2 (High Speed) | 3450 | Dual-speed | 68 | - | - | 92 | - | - | - | Permanent-split capacitor motor | 56 | TRUE | 2 | 1.1 | - | 2.2 | 40 | - | - | 2012-02-10
| Zodiac Pool Systems, Inc. | Jandy Pro Series | PHPM 2.0-2 (Low Speed) | 1725 | Dual-speed | 34 | - | - | 44.7 | - | - | - | Permanent-split capacitor motor | 56 | TRUE | 2 | 1.1 | - | 2.2 | 20 | - | - | 2012-02-10
| Zodiac Pool Systems, Inc. | Jandy Pro Series | PHPM 2.5-2 (High Speed) | 3450 | Dual-speed | 70 | - | - | 94.4 | - | - | - | Permanent-split capacitor motor | 56 | TRUE | 2.5 | 0.83 | - | 2.075 | 42 | - | - | 2012-02-10
| Zodiac Pool Systems, Inc. | Jandy Pro Series | PHPM 2.5-2 (Low Speed) | 1725 | Dual-speed | 35 | - | - | 44.7 | - | - | - | Permanent-split capacitor motor | 56 | TRUE | 2.5 | 0.83 | - | 2.075 | 21 | - | - | 2012-02-10
| Zodiac Pool Systems, Inc. | Jandy Pro Series | SHPF 0.5 | 3450 | Single-speed | 54.82 | - | - | 70.3 | - | - | - | Permanent-split capacitor motor | 56 | False | 0.95 | 1.9 | - | 1.805 | 34.15 | - | - | 2012-02-10
| Zodiac Pool Systems, Inc. | Jandy Pro Series | SHPF 0.75 | 3450 | Single-speed | 58 | - | - | 75.6 | - | - | - | Permanent-split capacitor motor | 56 | False | 0.75 | 1.67 | - | 1.2525 | 37 | - | - | 2012-02-10
| Zodiac Pool Systems, Inc. | Jandy Pro Series | SHPF 1.0-2 (High Speed) | 3450 | Dual-speed | 64 | - | - | 84.6 | - | - | - | Permanent-split capacitor motor | 56 | TRUE | 1 | 1.65 | - | 1.65 | 39 | - | - | 2012-02-10
| Zodiac Pool Systems, Inc. | Jandy Pro Series | SHPF 1.0-2 (Low Speed) | 1725 | Dual-speed | 32 | - | - | 42.3 | - | - | - | Permanent-split capacitor motor | 56 | TRUE | 1 | 1.65 | - | 1.65 | 20 | - | - | 2012-02-10
| Zodiac Pool Systems, Inc. | Jandy Pro Series | SHPF 1.5-2 (High Speed) | 3450 | Dual-speed | 68 | - | - | 92 | - | - | - | Permanent-split capacitor motor | 56 | TRUE | 1.5 | 1.47 | - | 2.205 | 40 | - | - | 2012-02-10
| Zodiac Pool Systems, Inc. | Jandy Pro Series | SHPF 1.5-2 (Low Speed) | 1725 | Dual-speed | 34 | - | - | 45.2 | - | - | - | Permanent-split capacitor motor | 56 | TRUE | 1.5 | 1.47 | - | 2.205 | 20 | - | - | 2012-02-10
| Zodiac Pool Systems, Inc. | Jandy Pro Series | SHPF 2.0-2 (High Speed) | 3450 | Dual-speed | 70 | - | - | 95.1 | - | - | - | Permanent-split capacitor motor | 56 | TRUE | 2 | 1.3 | - | 2.6 | 42 | - | - | 2012-02-10
| Zodiac Pool Systems, Inc. | Jandy Pro Series | SHPF 2.0-2 (Low Speed) | 1725 | Dual-speed | 35 | - | - | 47.6 | - | - | - | Permanent-split capacitor motor | 56 | TRUE | 2 | 1.3 | - | 2.6 | 21 | - | - | 2012-02-10
| Zodiac Pool Systems, Inc. | Jandy Pro Series | SHPM 1.5-2 (High Speed) | 3450 | Dual-speed | 64 | - | - | 84.6 | - | - | - | Permanent-split capacitor motor | 56 | TRUE | 1.5 | 1.1 | - | 1.65 | 39 | - | - | 2012-02-10
| Zodiac Pool Systems, Inc. | Jandy Pro Series | SHPM 1.5-2 (Low Speed) | 1725 | Dual-speed | 32 | - | - | 42.3 | - | - | - | Permanent-split capacitor motor | 56 | TRUE | 1.5 | 1.1 | - | 1.65 | 20 | - | - | 2012-02-10
| Zodiac Pool Systems, Inc. | Jandy Pro Series | SHPM 2.0-2 (High Speed) | 3450 | Dual-speed | 68 | - | - | 92 | - | - | - | Permanent-split capacitor motor | 56 | TRUE | 2 | 1.1 | - | 2.2 | 42 | - | - | 2012-02-10
| Zodiac Pool Systems, Inc. | Jandy Pro Series | SHPM 2.0-2 (Low Speed) | 1725 | Dual-speed | 34 | - | - | 45.2 | - | - | - | Permanent-split capacitor motor | 56 | TRUE | 2 | 1.1 | - | 2.2 | 21 | - | - | 2012-02-10
| Zodiac Pool Systems, Inc. | Jandy Pro Series | SHPM 2.5-2 (High Speed) | 3450 | Dual-speed | 71 | - | - | 95.1 | - | - | - | Permanent-split capacitor motor | 56 | TRUE | 2.5 | 1.04 | - | 2.6 | 43 | - | - | 2012-02-10
| Zodiac Pool Systems, Inc. | Jandy Pro Series | SHPM 2.5-2 (Low Speed) | 1725 | Dual-speed | 35 | - | - | 47.6 | - | - | - | Permanent-split capacitor motor | 56 | TRUE | 2.5 | 1.04 | - | 2.6 | 21 | - | - | 2012-02-10
| Zodiac Pool Systems, Inc. | Jandy Pro Series | SWF125 | 1725 | Single-speed | 37.1 | - | - | 52.9 | - | - | - | Permanent-split capacitor motor | 56 | False | 0.65 | 1 | - | 0.65 | 21.7 | - | - | 2012-02-10
| Zodiac Pool Systems, Inc. | Jandy Pro Series | VS-FHP2.0 | 3450 | Variable-speed | 66.4 | - | - | 89.1 | - | - | - | Electronically-commutated motor | 56 | TRUE | 2 | 1 | - | 2 | 40.1 | - | - | 2012-02-10
| Zodiac Pool Systems, Inc. | Jandy Pro Series | VS-FHP2.0 | 1725 | Variable-speed | 33 | - | - | 44.1 | - | - | - | Electronically-commutated motor | 56 | TRUE | 2 | 1 | - | 2 | 20 | - | - | 2012-02-10
| Zodiac Pool Systems, Inc. | Jandy Pro Series | VS-FHP2.0 | 1070 | Variable-speed | 20 | - | - | - | - | - | - | Electronically-commutated motor | 56 | TRUE | 2 | 1 | - | 2 | - | - | - | 2012-02-10
| Hayward | Hayward | EF2002 | 3450 | Dual-speed | 69 | - | - | 94 | - | - | - | Capacitor start-capacitor run | 56 | TRUE | 2 | 1.2 | - | 2.4 | 42 | - | - | 2012-02-17
| Hayward | Hayward | EF2002 | 1725 | Dual-speed | 35 | - | - | 47 | - | - | - | Capacitor start-capacitor run | 56 | TRUE | 0.25 | 1.2 | - | 0.3 | 21 | - | - | 2012-02-17
| Hayward | Hayward | EF500 | 3450 | Single-speed | 52 | - | - | 67 | - | - | - | Capacitor start-capacitor run | 56 | False | 0.5 | 1.98 | - | 0.99 | 33 | - | - | 2012-02-17
| Hayward | Hayward | RS1502 | 3450 | Dual-speed | 63 | - | - | 79 | - | - | - | Permanent-split capacitor motor | 56 | TRUE | 1.5 | 1 | - | 1.5 | 40 | - | - | 2012-02-17
| Hayward | Hayward | RS1502 | 1725 | Dual-speed | 31 | - | - | 40 | - | - | - | Permanent-split capacitor motor | 56 | TRUE | 0.25 | 1 | - | 0.25 | 19 | - | - | 2012-02-17
| Hayward | Hayward | RS2002 | 3450 | Dual-speed | 67 | - | - | 88 | - | - | - | Permanent-split capacitor motor | 56 | TRUE | 2 | 1 | - | 2 | 41 | - | - | 2012-02-17
| Hayward | Hayward | RS2002 | 1725 | Dual-speed | 33 | - | - | 43 | - | - | - | Permanent-split capacitor motor | 56 | TRUE | 0.33 | 1 | - | 0.33 | 20 | - | - | 2012-02-17
| Hayward | Hayward | RS2502 | 3450 | Dual-speed | 68 | - | - | 91 | - | - | - | Permanent-split capacitor motor | 56 | TRUE | 2.5 | 1 | - | 2.5 | 42 | - | - | 2012-02-17
| Hayward | Hayward | RS2502 | 1725 | Dual-speed | 34 | - | - | 46 | - | - | - | Permanent-split capacitor motor | 56 | TRUE | 0.42 | 1 | - | 0.42 | 21 | - | - | 2012-02-17
| Hayward | Hayward | RS750CA | 3450 | Single-speed | 55 | - | - | 67 | - | - | - | Capacitor start-capacitor run | 48 | False | 0.75 | 1.32 | - | 0.99 | 37 | - | - | 2012-02-17
| Hayward | Hayward | SP15922S | 3450 | Dual-speed | 50 | - | - | 64 | - | - | - | Capacitor start-induction run | 48 | TRUE | 1 | 1 | - | 1 | 31 | - | - | 2012-02-17
| Hayward | Hayward | SP15922S | 1725 | Dual-speed | 25 | - | - | 33 | - | - | - | Capacitor start-induction run | 48 | TRUE | 0.16 | 1 | - | 0.16 | 16 | - | - | 2012-02-17
| Hayward | Hayward | SP2607EE | 3450 | Single-speed | 53 | - | - | 68 | - | - | - | Capacitor start-capacitor run | 48 | False | 0.75 | 1.32 | - | 0.99 | 34 | - | - | 2012-02-17
| Hayward | Hayward | SP2607X102S | 3450 | Dual-speed | 53 | - | - | 68 | - | - | - | Permanent-split capacitor motor | 56 | TRUE | 1 | 1 | - | 1 | 34 | - | - | 2012-02-17
| Hayward | Hayward | SP2607X102S | 1725 | Dual-speed | 26 | - | - | 32 | - | - | - | Permanent-split capacitor motor | 56 | TRUE | 0.16 | 1 | - | 0.16 | 17 | - | - | 2012-02-17
| Hayward | Hayward | SP2610X152S | 3450 | Dual-speed | 59 | - | - | 75 | - | - | - | Permanent-split capacitor motor | 56 | TRUE | 1.5 | 1 | - | 1.5 | 36 | - | - | 2012-02-17
| Hayward | Hayward | SP2610X152S | 1725 | Dual-speed | 27 | - | - | 34 | - | - | - | Permanent-split capacitor motor | 56 | TRUE | 0.25 | 1 | - | 0.25 | 18 | - | - | 2012-02-17
| Hayward | Hayward | SP2615X202S | 3450 | Dual-speed | 63 | - | - | 83 | - | - | - | Permanent-split capacitor motor | 56 | TRUE | 2 | 1 | - | 2 | 39 | - | - | 2012-02-17
| Hayward | Hayward | SP2615X202S | 1725 | Dual-speed | 31 | - | - | 41 | - | - | - | Permanent-split capacitor motor | 56 | TRUE | 0.33 | 1 | - | 0.33 | 19 | - | - | 2012-02-17
| Hayward | Hayward | SP2705X7EE | 3450 | Single-speed | 46 | - | - | 57 | - | - | - | Capacitor start-capacitor run | 48 | False | 0.75 | 1.27 | - | 0.9525 | 30 | - | - | 2012-02-17
| Hayward | Hayward | SP2707X102 | 3450 | Dual-speed | 51 | - | - | 65 | - | - | - | Permanent-split capacitor motor | 48 | TRUE | 1 | 1.25 | - | 1.25 | 32 | - | - | 2012-02-17
| Hayward | Hayward | SP2707X102 | 1725 | Dual-speed | 27 | - | - | 34 | - | - | - | Permanent-split capacitor motor | 48 | TRUE | 0.16 | 1.25 | - | 0.2 | 17 | - | - | 2012-02-17
| Hayward | Hayward | SP2710X152 | 3450 | Dual-speed | 54 | - | - | 69 | - | - | - | Permanent-split capacitor motor | 48 | TRUE | 1.5 | 1.1 | - | 1.65 | 34 | - | - | 2012-02-17
| Hayward | Hayward | SP2710X152 | 1725 | Dual-speed | 28 | - | - | 36 | - | - | - | Permanent-split capacitor motor | 48 | TRUE | 0.25 | 1.1 | - | 0.275 | 17 | - | - | 2012-02-17
| Hayward | Hayward | SP2715X202 | 3450 | Dual-speed | 60 | - | - | 80 | - | - | - | Permanent-split capacitor motor | 48 | TRUE | 2 | 1.1 | - | 2.2 | 36 | - | - | 2012-02-17
| Hayward | Hayward | SP2715X202 | 1725 | Dual-speed | 31 | - | - | 41 | - | - | - | Permanent-split capacitor motor | 48 | TRUE | 0.25 | 1.1 | - | 0.275 | 19 | - | - | 2012-02-17
| Hayward | Hayward | SP2810X152 | 3450 | Dual-speed | 54 | - | - | 68 | - | - | - | Permanent-split capacitor motor | 56 | TRUE | 1.5 | 1 | - | 1.5 | 35 | - | - | 2012-02-17
| Hayward | Hayward | SP2810X152 | 1725 | Dual-speed | 27 | - | - | 35 | - | - | - | Permanent-split capacitor motor | 56 | TRUE | 0.25 | 1 | - | 0.25 | 18 | - | - | 2012-02-17
| Hayward | Hayward | SP3007EECA | 3450 | Single-speed | 55 | - | - | 67 | - | - | - | Capacitor start-capacitor run | 48 | False | 0.75 | 1.32 | - | 0.99 | 37 | - | - | 2012-02-17
| Hayward | Hayward | SP3010X152AZ | 3450 | Dual-speed | 63 | - | - | 79 | - | - | - | Permanent-split capacitor motor | 56 | TRUE | 1.5 | 1 | - | 1.5 | 40 | - | - | 2012-02-17
| Hayward | Hayward | SP3010X152AZ | 1725 | Dual-speed | 31 | - | - | 40 | - | - | - | Permanent-split capacitor motor | 56 | TRUE | 0.25 | 1 | - | 0.25 | 19 | - | - | 2012-02-17
| Hayward | Hayward | SP3015X202AZ | 3450 | Dual-speed | 67 | - | - | 88 | - | - | - | Permanent-split capacitor motor | 56 | TRUE | 2 | 1 | - | 2 | 41 | - | - | 2012-02-17
| Hayward | Hayward | SP3015X202AZ | 1725 | Dual-speed | 33 | - | - | 43 | - | - | - | Permanent-split capacitor motor | 56 | TRUE | 0.33 | 1 | - | 0.33 | 20 | - | - | 2012-02-17
| Hayward | Hayward | SP3020X252AZ | 3450 | Dual-speed | 68 | - | - | 91 | - | - | - | Permanent-split capacitor motor | 56 | TRUE | 2.5 | 1 | - | 2.5 | 42 | - | - | 2012-02-17
| Hayward | Hayward | SP3020X252AZ | 1725 | Dual-speed | 34 | - | - | 46 | - | - | - | Permanent-split capacitor motor | 56 | TRUE | 0.42 | 1 | - | 0.42 | 21 | - | - | 2012-02-17
| Hayward | Hayward | SP3205EE | 3450 | Single-speed | 52 | - | - | 67 | - | - | - | Capacitor start-capacitor run | 56 | False | 0.5 | 1.98 | - | 0.99 | 33 | - | - | 2012-02-17
| Hayward | Hayward | SP3205X7 | 3450 | Single-speed | 52 | - | - | 67 | - | - | - | Permanent-split capacitor motor | 56 | False | 0.75 | 1.25 | - | 0.9375 | 33 | - | - | 2012-02-17
| Hayward | Hayward | SP32102EE | 3450 | Dual-speed | 64 | - | - | 85 | - | - | - | Capacitor start-capacitor run | 56 | TRUE | 1 | 1.85 | - | 1.85 | 39 | - | - | 2012-02-17
| Hayward | Hayward | SP32102EE | 1725 | Dual-speed | 32 | - | - | 43 | - | - | - | Capacitor start-capacitor run | 56 | TRUE | 0.12 | 1.85 | - | 0.222 | 20 | - | - | 2012-02-17
| Hayward | Hayward | SP3210X152 | 3450 | Dual-speed | 64 | - | - | 85 | - | - | - | Capacitor start-capacitor run | 56 | TRUE | 1.5 | 1.23 | - | 1.845 | 39 | - | - | 2012-02-17
| Hayward | Hayward | SP3210X152 | 1725 | Dual-speed | 32 | - | - | 43 | - | - | - | Capacitor start-capacitor run | 56 | TRUE | 0.19 | 1.23 | - | 0.2337 | 20 | - | - | 2012-02-17
| Hayward | Hayward | SP32152EE | 3450 | Dual-speed | 69 | - | - | 94 | - | - | - | Capacitor start-capacitor run | 56 | TRUE | 1.5 | 1.6 | - | 2.4 | 42 | - | - | 2012-02-17
| Hayward | Hayward | SP32152EE | 1725 | Dual-speed | 35 | - | - | 47 | - | - | - | Capacitor start-capacitor run | 56 | TRUE | 0.19 | 1.6 | - | 0.304 | 21 | - | - | 2012-02-17
| Hayward | Hayward | SP3215X202 | 3450 | Dual-speed | 69 | - | - | 94 | - | - | - | Capacitor start-capacitor run | 56 | TRUE | 2 | 1.2 | - | 2.4 | 42 | - | - | 2012-02-17
| Hayward | Hayward | SP3215X202 | 1725 | Dual-speed | 35 | - | - | 47 | - | - | - | Capacitor start-capacitor run | 56 | TRUE | 0.25 | 1.2 | - | 0.3 | 21 | - | - | 2012-02-17
| Hayward | Hayward | SP32202EE | 3450 | Dual-speed | 70 | - | - | 97 | - | - | - | Capacitor start-capacitor run | 56 | TRUE | 2 | 1.35 | - | 2.7 | 42 | - | - | 2012-02-17
| Hayward | Hayward | SP32202EE | 1725 | Dual-speed | 36 | - | - | 50 | - | - | - | Capacitor start-capacitor run | 56 | TRUE | 0.25 | 1.35 | - | 0.3375 | 22 | - | - | 2012-02-17
| Hayward | Hayward | SP3220X252 | 3450 | Dual-speed | 70 | - | - | 97 | - | - | - | Capacitor start-capacitor run | 56 | TRUE | 2.5 | 1.08 | - | 2.7 | 42 | - | - | 2012-02-17
| Hayward | Hayward | SP3220X252 | 1725 | Dual-speed | 36 | - | - | 50 | - | - | - | Capacitor start-capacitor run | 56 | TRUE | 0.33 | 1.08 | - | 0.3564 | 22 | - | - | 2012-02-17
| Hayward | Hayward | SP3400VSP | 3450 | Variable-speed | 70 | - | - | 97 | - | - | - | Electronically-commutated motor | 48 | TRUE | 2.7 | 1 | - | 2.7 | 41 | - | - | 2012-02-17
| Hayward | Hayward | SP3400VSP | 1725 | Variable-speed | 35 | - | - | 48 | - | - | - | Electronically-commutated motor | 48 | TRUE | 0.34 | 1 | - | 0.34 | 22 | - | - | 2012-02-17
| Hayward | Hayward | SP3400VSP | 1000 | Variable-speed | 20 | - | - | 28 | - | - | - | Electronically-commutated motor | 48 | TRUE | 0.06 | 1 | - | 0.06 | 12 | - | - | 2012-02-17
| Hayward | Hayward | SP3400VSP | 600 | Variable-speed | 14 | - | - | 19 | - | - | - | Electronically-commutated motor | 48 | TRUE | 0.01 | 1 | - | 0.01 | 8 | - | - | 2012-02-17
| Hayward | Hayward | SP3400VSPC | 3450 | Variable-speed | 70 | - | - | 97 | - | - | - | Electronically-commutated motor | 48 | TRUE | 2.7 | 1 | - | 2.7 | 41 | - | - | 2012-02-17
| Hayward | Hayward | SP3400VSPC | 1725 | Variable-speed | 35 | - | - | 48 | - | - | - | Electronically-commutated motor | 48 | TRUE | 0.34 | 1 | - | 0.34 | 22 | - | - | 2012-02-17
| Hayward | Hayward | SP3400VSPC | 1000 | Variable-speed | 20 | - | - | 28 | - | - | - | Electronically-commutated motor | 48 | TRUE | 0.06 | 1 | - | 0.06 | 12 | - | - | 2012-02-17
| Hayward | Hayward | SP3400VSPC | 600 | Variable-speed | 14 | - | - | 19 | - | - | - | Electronically-commutated motor | 48 | TRUE | 0.01 | 1 | - | 0.01 | 8 | - | - | 2012-02-17
| Hayward | Hayward | SP3400VSPVR | 3450 | Variable-speed | 70 | - | - | 97 | - | - | - | Electronically-commutated motor | 48 | TRUE | 2.7 | 1 | - | 2.7 | 41 | - | - | 2012-02-17
| Hayward | Hayward | SP3400VSPVR | 1725 | Variable-speed | 35 | - | - | 48 | - | - | - | Electronically-commutated motor | 48 | TRUE | 0.34 | 1 | - | 0.34 | 22 | - | - | 2012-02-17
| Hayward | Hayward | SP3400VSPVR | 1500 | Variable-speed | 28 | - | - | 39 | - | - | - | Electronically-commutated motor | 48 | TRUE | 0.22 | 1 | - | 0.22 | 17 | - | - | 2012-02-17
| Hayward | Hayward | SP3400VSPVR | 1000 | Variable-speed | 20 | - | - | 28 | - | - | - | Electronically-commutated motor | 48 | TRUE | 0.06 | 1 | - | 0.06 | 12 | - | - | 2012-02-17
| Hayward | Hayward | SP3400VSPVRC | 3450 | Variable-speed | 70 | - | - | 97 | - | - | - | Electronically-commutated motor | 48 | TRUE | 2.7 | 1 | - | 2.7 | 41 | - | - | 2012-02-17
| Hayward | Hayward | SP3400VSPVRC | 1725 | Variable-speed | 35 | - | - | 48 | - | - | - | Electronically-commutated motor | 48 | TRUE | 0.34 | 1 | - | 0.34 | 22 | - | - | 2012-02-17
| Hayward | Hayward | SP3400VSPVRC | 1500 | Variable-speed | 28 | - | - | 39 | - | - | - | Electronically-commutated motor | 48 | TRUE | 0.22 | 1 | - | 0.22 | 17 | - | - | 2012-02-17
| Hayward | Hayward | SP3400VSPVRC | 1000 | Variable-speed | 20 | - | - | 28 | - | - | - | Electronically-commutated motor | 48 | TRUE | 0.06 | 1 | - | 0.06 | 12 | - | - | 2012-02-17
| AquaPro Systems | AquaPro | APB2S075PRO | 3450 | Dual-speed | 55 | - | - | 70 | - | - | - | Permanent-split capacitor motor | 56 | TRUE | 0.75 | 1.65 | - | 1.24 | 36 | - | - | 2012-04-03
| AquaPro Systems | AquaPro | APB2S075PRO | 1725 | Dual-speed | 28 | - | - | 36 | - | - | - | Permanent-split capacitor motor | 56 | TRUE | 0.13 | 1.65 | - | 0.20625 | 18 | - | - | 2012-04-03
| AquaPro Systems | AquaPro | APB2S10UPRO | 3450 | Dual-speed | 55 | - | - | 70 | - | - | - | Permanent-split capacitor motor | 56 | TRUE | 0.75 | 1.65 | - | 1.24 | 36 | - | - | 2012-04-03
| AquaPro Systems | AquaPro | APB2S10UPRO | 1725 | Dual-speed | 28 | - | - | 36 | - | - | - | Permanent-split capacitor motor | 56 | TRUE | 0.13 | 1.65 | - | 0.20625 | 18 | - | - | 2012-04-03
| AquaPro Systems | AquaPro | APB2SP15PRO | 3450 | Dual-speed | 65 | - | - | 85 | - | - | - | Permanent-split capacitor motor | 56 | TRUE | 1.5 | 1.5 | - | 2.25 | 40 | - | - | 2012-04-03
| AquaPro Systems | AquaPro | APB2SP15PRO | 1725 | Dual-speed | 32 | - | - | 41 | - | - | - | Permanent-split capacitor motor | 56 | TRUE | 0.25 | 1.5 | - | 0.38 | 20 | - | - | 2012-04-03
| AquaPro Systems | AquaPro | APB2SP15UPRO | 3450 | Dual-speed | 60 | - | - | 77 | - | - | - | Permanent-split capacitor motor | 56 | TRUE | 1 | 1.65 | - | 1.65 | 38 | - | - | 2012-04-03
| AquaPro Systems | AquaPro | APB2SP15UPRO | 1725 | Dual-speed | 29 | - | - | 38 | - | - | - | Permanent-split capacitor motor | 56 | TRUE | 0.17 | 1.65 | - | 0.28 | 19 | - | - | 2012-04-03
| AquaPro Systems | AquaPro | APB2SP1PRO | 3450 | Dual-speed | 60 | - | - | 77 | - | - | - | Permanent-split capacitor motor | 56 | TRUE | 1 | 1.65 | - | 1.65 | 38 | - | - | 2012-04-03
| AquaPro Systems | AquaPro | APB2SP1PRO | 1725 | Dual-speed | 29 | - | - | 38 | - | - | - | Permanent-split capacitor motor | 56 | TRUE | 0.17 | 1.65 | - | 0.28 | 19 | - | - | 2012-04-03
| AquaPro Systems | AquaPro | APB2SP20PRO | 3450 | Dual-speed | 65 | - | - | 86.7 | - | - | - | Permanent-split capacitor motor | 56 | TRUE | 2 | 1.3 | - | 2.6 | 39.2 | - | - | 2012-04-03
| AquaPro Systems | AquaPro | APB2SP20PRO | 1725 | Dual-speed | 32 | - | - | 43 | - | - | - | Permanent-split capacitor motor | 56 | TRUE | 0.25 | 1.3 | - | 0.33 | 19 | - | - | 2012-04-03
| AquaPro Systems | AquaPro | APB2SP20UPRO | 3450 | Dual-speed | 65 | - | - | 85 | - | - | - | Permanent-split capacitor motor | 56 | TRUE | 1.5 | 1.5 | - | 2.25 | 40 | - | - | 2012-04-03
| AquaPro Systems | AquaPro | APB2SP20UPRO | 1725 | Dual-speed | 32 | - | - | 41 | - | - | - | Permanent-split capacitor motor | 56 | TRUE | 0.25 | 1.5 | - | 0.38 | 20 | - | - | 2012-04-03
| AquaPro Systems | AquaPro | APB2SP25UPRO | 1725 | Dual-speed | 32 | - | - | 43 | - | - | - | Permanent-split capacitor motor | 56 | TRUE | 0.25 | 1.3 | - | 0.33 | 19 | - | - | 2012-04-03
| AquaPro Systems | AquaPro | APB2SP25UPRO | 3450 | Single-speed | 65 | - | - | 86.7 | - | - | - | Permanent-split capacitor motor | 56 | False | 2 | 1.3 | - | 2.6 | 39.2 | - | - | 2012-04-03
| AquaPro Systems | AquaPro | APEXVS1 | 2600 | Multi-speed | 43 | - | - | 55 | - | - | - | Electronically-commutated motor | 42 | TRUE | 1 | 1.25 | - | 1.25 | 27.5 | - | - | 2012-04-03
| AquaPro Systems | AquaPro | APEXVS1 | 1725 | Multi-speed | 28 | - | - | 36 | - | - | - | Electronically-commutated motor | 42 | TRUE | 1 | 1.25 | - | 1.25 | 18 | - | - | 2012-04-03
| AquaPro Systems | AquaPro | APEXVS1 | 3450 | Multi-speed | 57 | - | - | 74 | - | - | - | Electronically-commutated motor | 42 | TRUE | 1 | 1.25 | - | 1.25 | 36 | - | - | 2012-04-03
| AquaPro Systems | Sunrunner | SUNP2075 | 3450 | Dual-speed | 55 | - | - | 70 | - | - | - | Permanent-split capacitor motor | 56 | TRUE | 0.75 | 1.65 | - | 1.24 | 36 | - | - | 2012-04-03
| AquaPro Systems | Sunrunner | SUNP2075 | 1725 | Dual-speed | 28 | - | - | 36 | - | - | - | Permanent-split capacitor motor | 56 | TRUE | 0.13 | 1.65 | - | 0.20625 | 18 | - | - | 2012-04-03
| AquaPro Systems | Sunrunner | SUNP2100 | 1725 | Dual-speed | 29 | - | - | 38 | - | - | - | Permanent-split capacitor motor | 56 | TRUE | 0.17 | 1.65 | - | 0.28 | 19 | - | - | 2012-04-03
| AquaPro Systems | Sunrunner | SUNP2100 | 3450 | Dual-speed | 60 | - | - | 77 | - | - | - | Permanent-split capacitor motor | 56 | TRUE | 1 | 1.65 | - | 1.65 | 38 | - | - | 2012-04-03
| AquaPro Systems | Sunrunner | SUNP2100U | 3450 | Dual-speed | 55 | - | - | 70 | - | - | - | Permanent-split capacitor motor | 56 | TRUE | 0.75 | 1.65 | - | 1.24 | 36 | - | - | 2012-04-03
| AquaPro Systems | Sunrunner | SUNP2100U | 1725 | Dual-speed | 28 | - | - | 36 | - | - | - | Permanent-split capacitor motor | 56 | TRUE | 0.13 | 1.65 | - | 0.20625 | 18 | - | - | 2012-04-03
| AquaPro Systems | Sunrunner | SUNP2150 | 1725 | Dual-speed | 32 | - | - | 41 | - | - | - | Permanent-split capacitor motor | 56 | TRUE | 0.25 | 1.5 | - | 0.38 | 20 | - | - | 2012-04-03
| AquaPro Systems | Sunrunner | SUNP2150 | 3450 | Dual-speed | 65 | - | - | 85 | - | - | - | Permanent-split capacitor motor | 56 | TRUE | 1.5 | 1.5 | - | 2.25 | 40 | - | - | 2012-04-03
| AquaPro Systems | Sunrunner | SUNP2150U | 3450 | Dual-speed | 60 | - | - | 77 | - | - | - | Permanent-split capacitor motor | 56 | TRUE | 1 | 1.65 | - | 1.65 | 38 | - | - | 2012-04-03
| AquaPro Systems | Sunrunner | SUNP2150U | 1725 | Dual-speed | 29 | - | - | 38 | - | - | - | Permanent-split capacitor motor | 56 | TRUE | 0.17 | 1.65 | - | 0.28 | 19 | - | - | 2012-04-03
| AquaPro Systems | Sunrunner | SUNP2200 | 1725 | Dual-speed | 32 | - | - | 43 | - | - | - | Permanent-split capacitor motor | 56 | TRUE | 0.25 | 1.3 | - | 0.33 | 19 | - | - | 2012-04-03
| AquaPro Systems | Sunrunner | SUNP2200 | 3450 | Dual-speed | 65 | - | - | 86.7 | - | - | - | Permanent-split capacitor motor | 56 | TRUE | 2 | 1.3 | - | 2.6 | 39.2 | - | - | 2012-04-03
| AquaPro Systems | Sunrunner | SUNP2200U | 3450 | Dual-speed | 65 | - | - | 85 | - | - | - | Permanent-split capacitor motor | 56 | TRUE | 1.5 | 1.5 | - | 2.25 | 40 | - | - | 2012-04-03
| AquaPro Systems | Sunrunner | SUNP2200U | 1725 | Single-speed | 32 | - | - | 41 | - | - | - | Permanent-split capacitor motor | 56 | False | 0.25 | 1.5 | - | 0.38 | 20 | - | - | 2012-04-03
| AquaPro Systems | Sunrunner | SUNP2250U | 1725 | Dual-speed | 32 | - | - | 43 | - | - | - | Permanent-split capacitor motor | 56 | TRUE | 0.25 | 1.3 | - | 0.33 | 19 | - | - | 2012-04-03
| AquaPro Systems | Sunrunner | SUNP2250U | 3450 | Single-speed | 65 | - | - | 86.7 | - | - | - | Permanent-split capacitor motor | 56 | False | 2 | 1.3 | - | 2.6 | 39.2 | - | - | 2012-04-03
| AquaPro Systems | Sunrunner | SUNPVS125 | 3450 | Multi-speed | 57 | - | - | 74 | - | - | - | Electronically-commutated motor | 42 | TRUE | 1 | 1.25 | - | 1.25 | 36 | - | - | 2012-04-03
| AquaPro Systems | Sunrunner | SUNPVS125 | 2600 | Multi-speed | 43 | - | - | 55 | - | - | - | Electronically-commutated motor | 42 | TRUE | 1 | 1.25 | - | 1.25 | 27.5 | - | - | 2012-04-03
| AquaPro Systems | Sunrunner | SUNPVS125 | 1725 | Multi-speed | 28 | - | - | 36 | - | - | - | Electronically-commutated motor | 42 | TRUE | 1 | 1.25 | - | 1.25 | 18 | - | - | 2012-04-03
| Hayward | Hayward | SP2305X7EE | 3450 | Single-speed | 47 | - | - | 57 | - | - | - | Capacitor start-capacitor run | 48 | False | 0.75 | 1.27 | - | 0.9525 | 31 | - | - | 2012-05-08
| Hayward | Hayward | SP2307X102 | 3450 | Dual-speed | 51 | - | - | 64 | - | - | - | Permanent-split capacitor motor | 48 | TRUE | 1 | 1.25 | - | 1.25 | 32 | - | - | 2012-05-08
| Hayward | Hayward | SP2307X102 | 1725 | Dual-speed | 25 | - | - | 32 | - | - | - | Permanent-split capacitor motor | 48 | TRUE | 0.16 | 1.25 | - | 0.2 | 16 | - | - | 2012-05-08
| Hayward | Hayward | SP2310X152 | 3450 | Dual-speed | 53 | - | - | 68 | - | - | - | Permanent-split capacitor motor | 48 | TRUE | 1.5 | 1.1 | - | 1.65 | 34 | - | - | 2012-05-08
| Hayward | Hayward | SP2310X152 | 1725 | Dual-speed | 25 | - | - | 32 | - | - | - | Permanent-split capacitor motor | 48 | TRUE | 0.25 | 1.1 | - | 0.275 | 16 | - | - | 2012-05-08
| Hayward | Hayward | SP2315X202 | 3450 | Dual-speed | 59 | - | - | 78 | - | - | - | Permanent-split capacitor motor | 48 | TRUE | 2 | 1.1 | - | 2.2 | 36 | - | - | 2012-05-08
| Hayward | Hayward | SP2315X202 | 1725 | Dual-speed | 29 | - | - | 37 | - | - | - | Permanent-split capacitor motor | 48 | TRUE | 0.25 | 1.1 | - | 0.275 | 17 | - | - | 2012-05-08
| Speck Pumps | Speck Pumps | Badu EcoM3 V | 3450 | Variable-speed | 54 | - | - | 72 | - | - | - | Electronically-commutated motor | 48 | TRUE | 1 | 1.25 | - | 1.25 | 34 | - | - | 2012-05-24
| Speck Pumps | Speck Pumps | Badu EcoM3 V* | 2600 | Variable-speed | 41 | - | - | 54 | - | - | - | Electronically-commutated motor | 48 | TRUE | 1 | 1.25 | - | 1.25 | 25 | - | - | 2012-05-24
| Speck Pumps | Speck Pumps | Badu EcoM3 V** | 1725 | Variable-speed | 28 | - | - | 38 | - | - | - | Electronically-commutated motor | 48 | TRUE | 1 | 1.25 | - | 1.25 | 18 | - | - | 2012-05-24
| Speck Pumps | Speck Pumps | Badu EcoM3 V*** | 1000 | Variable-speed | 16 | - | - | 21 | - | - | - | Electronically-commutated motor | 48 | TRUE | 1 | 1.25 | - | 1.25 | 10 | - | - | 2012-05-24
| Hayward | Hayward | SP2305X7EESP | 3450 | Single-speed | 36 | - | - | 46 | - | - | - | Capacitor start-capacitor run | 48 | False | 0.75 | 1.27 | - | 0.95 | 21 | - | - | 2012-06-05
| Fluidra | PSX | P280(high speed) | 3075 | Variable-speed | 53 | - | - | 67 | - | - | - | Electronically-commutated motor | 56 | TRUE | 1 | 1.25 | - | 1.25 | 33 | - | - | 2012-08-17
| Fluidra | PSX | P280(low speed) | 1375 | Variable-speed | 23.6 | - | - | 29.8 | - | - | - | Electronically-commutated motor | 56 | TRUE | 1 | 1.25 | - | 1.25 | 11 | - | - | 2012-08-17
| Fluidra | PSX | P280(mid speed) | 2000 | Variable-speed | 35.4 | - | - | 43.4 | - | - | - | Electronically-commutated motor | 56 | TRUE | 1 | 1.25 | - | 1.25 | 21.5 | - | - | 2012-08-17
| Fluidra | PSX | P300(high speed) | 3075 | Variable-speed | 53 | - | - | 67 | - | - | - | Electronically-commutated motor | 56 | TRUE | 1 | 1.25 | - | 1.25 | 32.2 | - | - | 2012-08-17
| Fluidra | PSX | P300(low speed) | 1375 | Variable-speed | 23.7 | - | - | 30 | - | - | - | Electronically-commutated motor | 56 | TRUE | 1 | 1.25 | - | 1.25 | 11 | - | - | 2012-08-17
| Fluidra | PSX | P300(mid speed) | 2000 | Variable-speed | 34.5 | - | - | 43.6 | - | - | - | Electronically-commutated motor | 56 | TRUE | 1 | 1.25 | - | 1.25 | 21 | - | - | 2012-08-17
| Fluidra | PSX | P580(high speed) | 3450 | Variable-speed | 64.8 | - | - | 86.1 | - | - | - | Electronically-commutated motor | 56 | TRUE | 2 | 1.15 | - | 2.3 | 37.8 | - | - | 2012-08-17
| Fluidra | PSX | P580(low speed) | 1125 | Variable-speed | 21.3 | - | - | 28.5 | - | - | - | Electronically-commutated motor | 56 | TRUE | 2 | 1.15 | - | 2.3 | 8 | - | - | 2012-08-17
| Fluidra | PSX | P580(mid speed) | 2000 | Variable-speed | 37.8 | - | - | 50.5 | - | - | - | Electronically-commutated motor | 56 | TRUE | 2 | 1.15 | - | 2.3 | 22.8 | - | - | 2012-08-17
| Fluidra | PSX | P600(high speed) | 3450 | Variable-speed | 65 | - | - | 87 | - | - | - | Electronically-commutated motor | 56 | TRUE | 2 | 1.15 | - | 2.3 | 39 | - | - | 2012-08-17
| Fluidra | PSX | P600(low speed) | 1125 | Variable-speed | 21.8 | - | - | 28.9 | - | - | - | Electronically-commutated motor | 56 | TRUE | 2 | 1.15 | - | 2.3 | 8.1 | - | - | 2012-08-17
| Fluidra | PSX | P600(mid speed) | 2000 | Variable-speed | 38 | - | - | 51 | - | - | - | Electronically-commutated motor | 56 | TRUE | 2 | 1.15 | - | 2.3 | 21 | - | - | 2012-08-17
| Wayne Water Systems | Wayne | WIP90 | 3450 | Single-speed | 51 | - | - | 62 | - | - | - | Permanent-split capacitor motor | 56 | False | 0.9 | 1 | - | 0.9 | 32 | - | - | 2012-09-10
| Speck Pumps | Speck Pumps | A91R | 3400 | Single-speed | 36 | - | - | 43 | - | - | - | Permanent-split capacitor motor | 48 | False | 0.5 | 1 | - | 0.5 | 25 | - | - | 2012-09-12
| Speck Pumps | Raypak | PS165VSP | 3450 | Variable-speed | 60 | - | - | 77 | - | - | - | Electronically-commutated motor | 56 | TRUE | 1.65 | 1 | - | 1.65 | 38 | - | - | 2012-11-15
| Speck Pumps | Raypak | PS165VSP | 2850 | Variable-speed | 51 | - | - | 66 | - | - | - | Electronically-commutated motor | 56 | TRUE | 1 | 1 | - | 1.65 | 32 | - | - | 2012-11-15
| Speck Pumps | Raypak | PS165VSP | 2100 | Variable-speed | 38 | - | - | 50 | - | - | - | Electronically-commutated motor | 56 | TRUE | 0.4 | 1 | - | 1.65 | 24 | - | - | 2012-11-15
| Speck Pumps | Raypak | PS165VSP | 1100 | Variable-speed | 22 | - | - | 28 | - | - | - | Electronically-commutated motor | 56 | TRUE | 0.05 | 1 | - | 1.65 | 14 | - | - | 2012-11-15
| Speck Pumps | Raypak | PS270VSP | 3450 | Variable-speed | 65 | - | - | 86 | - | - | - | Electronically-commutated motor | 56 | TRUE | 2.7 | 1 | - | 2.7 | 39 | - | - | 2012-11-28
| Speck Pumps | Raypak | PS270VSP | 2850 | Variable-speed | 53 | - | - | 73 | - | - | - | Electronically-commutated motor | 56 | TRUE | 1.5 | 1 | - | 1.5 | 32 | - | - | 2012-11-28
| Speck Pumps | Raypak | PS270VSP | 2100 | Variable-speed | 39 | - | - | 53 | - | - | - | Electronically-commutated motor | 56 | TRUE | 0.62 | 1 | - | 0.62 | 24 | - | - | 2012-11-28
| Speck Pumps | Raypak | PS270VSP | 1100 | Variable-speed | 21 | - | - | 28 | - | - | - | Electronically-commutated motor | 56 | TRUE | 0.1 | 1 | - | 0.1 | 13 | - | - | 2012-11-28
| Hayward | Hayward | SP2300VSP | 3000 | Variable-speed | 53 | - | - | 70 | - | - | - | Electronically-commutated motor | 71 | TRUE | 1.5 | 1 | - | 1.5 | 32 | - | - | 2013-02-01
| Hayward | Hayward | SP2300VSP | 1500 | Variable-speed | 26 | - | - | 35 | - | - | - | Electronically-commutated motor | 71 | TRUE | 0.19 | 1 | - | 0.19 | 16 | - | - | 2013-02-01
| Hayward | Hayward | SP2300VSP | 1000 | Variable-speed | 17 | - | - | 23 | - | - | - | Electronically-commutated motor | 71 | TRUE | 0.06 | 1 | - | 0.06 | 11 | - | - | 2013-02-01
| Hayward | Hayward | SP2300VSP | 600 | Variable-speed | 10 | - | - | 14 | - | - | - | Electronically-commutated motor | 71 | TRUE | 0.01 | 1 | - | 0.01 | 6 | - | - | 2013-02-01
| Hayward | Hayward | SP2600VSP | 3000 | Variable-speed | 55 | - | - | 69 | - | - | - | Electronically-commutated motor | 71 | TRUE | 1.5 | 1 | - | 1.5 | 35 | - | - | 2013-02-01
| Hayward | Hayward | SP2600VSP | 1500 | Variable-speed | 26 | - | - | 33 | - | - | - | Electronically-commutated motor | 71 | TRUE | 0.19 | 1 | - | 0.19 | 17 | - | - | 2013-02-01
| Hayward | Hayward | SP2600VSP | 1000 | Variable-speed | 17 | - | - | 22 | - | - | - | Electronically-commutated motor | 71 | TRUE | 0.06 | 1 | - | 0.06 | 11 | - | - | 2013-02-01
| Hayward | Hayward | SP2600VSP | 600 | Variable-speed | 11 | - | - | 14 | - | - | - | Electronically-commutated motor | 71 | TRUE | 0.01 | 1 | - | 0.01 | 7 | - | - | 2013-02-01
| Hayward | Hayward | SP3200VSP | 3450 | Variable-speed | 64 | - | - | 85 | - | - | - | Electronically-commutated motor | 48 | TRUE | 1.85 | 1 | - | 1.85 | 38 | - | - | 2013-11-26
| Hayward | Hayward | SP3200VSP | 1725 | Variable-speed | 32 | - | - | 41 | - | - | - | Electronically-commutated motor | 48 | TRUE | 0.23 | 1 | - | 0.23 | 19 | - | - | 2013-11-26
| Hayward | Hayward | SP3200VSP | 600 | Variable-speed | 11 | - | - | 14 | - | - | - | Electronically-commutated motor | 48 | TRUE | 0.02 | 1 | - | 0.02 | 7 | - | - | 2013-11-26
| Hayward | Hayward | SP3200VSPND | 3450 | Variable-speed | 64 | - | - | 85 | - | - | - | Electronically-commutated motor | 48 | TRUE | 1.85 | 1 | - | 1.85 | 38 | - | - | 2013-11-26
| Hayward | Hayward | SP3200VSPND | 1725 | Variable-speed | 32 | - | - | 41 | - | - | - | Electronically-commutated motor | 48 | TRUE | 0.23 | 1 | - | 0.23 | 19 | - | - | 2013-11-26
| Hayward | Hayward | SP3200VSPND | 600 | Variable-speed | 11 | - | - | 14 | - | - | - | Electronically-commutated motor | 48 | TRUE | 0.02 | 1 | - | 0.02 | 7 | - | - | 2013-11-26
| Zodiac Pool Systems, Inc. | Jandy Pro Series | VS-FHP 1.0 | 3450 | Variable-speed | 59 | - | - | 77.6 | - | - | - | Electronically-commutated motor | 48 | TRUE | 1 | 1.65 | - | 1.65 | 36.2 | - | - | 2014-03-18
| Zodiac Pool Systems, Inc. | Jandy Pro Series | VS-FHP 1.0 | 1730 | Variable-speed | 28.9 | - | - | 38 | - | - | - | Electronically-commutated motor | 48 | TRUE | 1 | 1.65 | - | 1.65 | 17.8 | - | - | 2014-03-18
| Hayward | Hayward | SP2302VSP | 3000 | Variable-speed | 53 | - | - | 70 | - | - | - | Electronically-commutated motor | 71 | TRUE | 1.5 | 1 | - | 1.5 | 32 | - | - | 2014-06-12
| Hayward | Hayward | SP2302VSP | 1500 | Variable-speed | 26 | - | - | 35 | - | - | - | Electronically-commutated motor | 71 | TRUE | 0.19 | 1 | - | 0.19 | 16 | - | - | 2014-06-12
| Hayward | Hayward | SP2302VSP | 1000 | Variable-speed | 17 | - | - | 23 | - | - | - | Electronically-commutated motor | 71 | TRUE | 0.06 | 1 | - | 0.06 | 11 | - | - | 2014-06-12
| Pentair Water Pool and Spa Inc. | Sta-Rite Max-E-Pro High Efficiency Pool/Spa Pump | P6E6C-204L | 3450 | Single-Speed | 52 | - | - | 65 | - | - | - | Capacitor Start - Capacitor Run | 48 | False | 0.5 | 1.9 | - | 0.95 | 35 | - | - | 2012-02-14
| Pentair Water Pool and Spa Inc. | Sta-Rite Max-E-Pro High Efficiency Pool/Spa Pump | P6RA6YF-206LM | 3450 | Dual-Speed | 62 | - | - | 76 | - | - | - | Permanent-split capacitor motor | 56 | TRUE | 1.5 | 1.1 | - | 1.65 | 40 | - | - | 2012-02-14
| Pentair Water Pool and Spa Inc. | Sta-Rite Max-E-Pro High Efficiency Pool/Spa Pump | P6RA6YF-206LM | 1725 | Dual-Speed | 31 | - | - | 38 | - | - | - | Permanent-split capacitor motor | 56 | TRUE | 0.19 | 1.1 | - | 0.209 | 20 | - | - | 2012-02-14
| Hayward | Hayward | SP2302VSP | 600 | Variable-speed | 10 | - | - | 14 | - | - | - | Electronically-commutated motor | 71 | TRUE | 0.01 | 1 | - | 0.01 | 6 | - | - | 2014-06-12
| Hayward | Hayward | SP2302VSPND | 3000 | Variable-speed | 53 | - | - | 70 | - | - | - | Electronically-commutated motor | 71 | TRUE | 1.5 | 1 | - | 1.5 | 32 | - | - | 2014-06-12
| Hayward | Hayward | SP2302VSPND | 1500 | Variable-speed | 26 | - | - | 35 | - | - | - | Electronically-commutated motor | 71 | TRUE | 0.19 | 1 | - | 0.19 | 16 | - | - | 2014-06-12
| Hayward | Hayward | SP2302VSPND | 1000 | Variable-speed | 17 | - | - | 23 | - | - | - | Electronically-commutated motor | 71 | TRUE | 0.06 | 1 | - | 0.06 | 11 | - | - | 2014-06-12
| Hayward | Hayward | SP2302VSPND | 600 | Variable-speed | 10 | - | - | 14 | - | - | - | Electronically-commutated motor | 71 | TRUE | 0.01 | 1 | - | 0.01 | 6 | - | - | 2014-06-12
| Hayward | Hayward | SP2602VSP | 3000 | Variable-speed | 55 | - | - | 69 | - | - | - | Electronically-commutated motor | 71 | TRUE | 1.5 | 1 | - | 1.5 | 35 | - | - | 2014-06-12
| Hayward | Hayward | SP2602VSP | 1500 | Variable-speed | 26 | - | - | 33 | - | - | - | Electronically-commutated motor | 71 | TRUE | 0.19 | 1 | - | 0.19 | 17 | - | - | 2014-06-12
| Hayward | Hayward | SP2602VSP | 1000 | Variable-speed | 17 | - | - | 22 | - | - | - | Electronically-commutated motor | 71 | TRUE | 0.06 | 1 | - | 0.06 | 11 | - | - | 2014-06-12
| Hayward | Hayward | SP2602VSP | 600 | Variable-speed | 11 | - | - | 14 | - | - | - | Electronically-commutated motor | 71 | TRUE | 0.01 | 1 | - | 0.01 | 7 | - | - | 2014-06-12
| Hayward | Hayward | SP3202VSPND | 3450 | Variable-speed | 64 | - | - | 85 | - | - | - | Electronically-commutated motor | 48 | TRUE | 1.85 | 1 | - | 1.85 | 38 | - | - | 2014-10-14
| Hayward | Hayward | SP3202VSPND | 1725 | Variable-speed | 32 | - | - | 41 | - | - | - | Electronically-commutated motor | 48 | TRUE | 0.23 | 1 | - | 0.23 | 19 | - | - | 2014-10-14
| Hayward | Hayward | SP3202VSPND | 600 | Variable-speed | 11 | - | - | 14 | - | - | - | Electronically-commutated motor | 48 | TRUE | 0.02 | 1 | - | 0.02 | 7 | - | - | 2014-10-14
| Hayward | Hayward | EF200VS | 3450 | Variable-speed | 64 | - | - | 85 | - | - | - | Electronically-commutated motor | 48 | TRUE | 1.85 | 1 | - | 1.85 | 38 | - | - | 2015-01-15
| Hayward | Hayward | EF200VS | 1725 | Variable-speed | 32 | - | - | 41 | - | - | - | Electronically-commutated motor | 48 | TRUE | 0.23 | 1 | - | 0.23 | 19 | - | - | 2015-01-15
| Hayward | Hayward | EF200VS | 600 | Variable-speed | 11 | - | - | 14 | - | - | - | Electronically-commutated motor | 48 | TRUE | 0.02 | 1 | - | 0.02 | 7 | - | - | 2015-01-15
| Hayward | Hayward | SP26115VSP (H) | 3450 | Variable-speed | 48 | - | - | 58 | - | - | - | Electronically-commutated motor | 56 | TRUE | 0.85 | 1 | - | 0.85 | 33 | - | - | 2015-06-23
| Hayward | Hayward | SP26115VSP (M) | 1725 | Variable-speed | 26 | - | - | 33 | - | - | - | Electronically-commutated motor | 56 | TRUE | 0.85 | 1 | - | 0.85 | 16 | - | - | 2015-06-23
| Hayward | Hayward | SP26115VSP (L) | 600 | Variable-speed | 9 | - | - | 11 | - | - | - | Electronically-commutated motor | 56 | TRUE | 0.85 | 1 | - | 0.85 | 6 | - | - | 2015-06-23
| Zodiac Pool Systems, Inc. | Jandy Pro Series | FHPM.75 | 3450 | Single-Speed | 46.7 | - | - | 57.6 | - | - | - | Permanent-split capacitor motor | 56 | FALSE | 0.75 | 1.3 | - | 0.98 | 30.6 | - | - | 2015-07-23
| Zodiac Pool Systems, Inc. | Jandy Pro Series | JEP2.0SVRS | 3450 | Variable-Speed | 69.1 | - | - | 93.8 | - | - | - | Electronically-commutated motor | 48 | TRUE | 2.7 | 1 | - | 2.7 | 41.1 | - | - | 2015-07-23
| Zodiac Pool Systems, Inc. | Jandy Pro Series | JEP2.0SVRS | 1730 | Variable-Speed | 34.8 | - | - | 47.2 | - | - | - | Electronically-commutated motor | 48 | TRUE | 2.7 | 1 | - | 2.7 | 20.7 | - | - | 2015-07-23
| Zodiac Pool Systems, Inc. | Jandy Pro Series | JEP2.0SVRS | 1050 | Variable-Speed | 21.4 | - | - | 28.9 | - | - | - | Electronically-commutated motor | 48 | TRUE | 2.7 | 1 | - | 2.7 | 12.7 | - | - | 2015-07-23
| Zodiac Pool Systems, Inc. | Jandy Pro Series | JEP2.0SVRS | 1050 | Variable-Speed | 21.4 | - | - | 28.9 | - | - | - | Electronically-commutated motor | 48 | TRUE | 2.7 | 1 | - | 2.7 | 12.7 | - | - | 2015-07-23
| Zodiac Pool Systems, Inc. | Jandy Pro Series | VSPHP270AUT | 3450 | Variable-Speed | 69.2 | - | - | 93.6 | - | - | - | Electronically-commutated motor | 48 | TRUE | 2.7 | 1 | - | 2.7 | 41.2 | - | - | 2015-07-23
| Zodiac Pool Systems, Inc. | Jandy Pro Series | VSPHP270AUT | 1730 | Variable-Speed | 34.5 | - | - | 46.6 | - | - | - | Electronically-commutated motor | 48 | TRUE | 2.7 | 1 | - | 2.7 | 20.5 | - | - | 2015-07-23
| Zodiac Pool Systems, Inc. | Jandy Pro Series | VSPHP270AUT | 600 | Variable-Speed | 12.1 | - | - | 16.4 | - | - | - | Electronically-commutated motor | 48 | TRUE | 2.7 | 1 | - | 2.7 | 7.2 | - | - | 2015-07-23
| Zodiac Pool Systems, Inc. | Jandy Pro Series | VSPHP270AUT | 600 | Variable-Speed | 12.1 | - | - | 16.4 | - | - | - | Electronically-commutated motor | 48 | TRUE | 2.7 | 1 | - | 2.7 | 7.2 | - | - | 2015-07-23
| Zodiac Pool Systems, Inc. | Jandy Pro Series | VSPHP270JEP | 3450 | Variable-Speed | 69.2 | - | - | 93.6 | - | - | - | Electronically-commutated motor | 48 | TRUE | 2.7 | 1 | - | 2.7 | 41.2 | - | - | 2015-07-23
| Zodiac Pool Systems, Inc. | Jandy Pro Series | VSPHP270JEP | 1730 | Variable-Speed | 34.5 | - | - | 46.6 | - | - | - | Electronically-commutated motor | 48 | TRUE | 2.7 | 1 | - | 2.7 | 20.5 | - | - | 2015-07-23
| Zodiac Pool Systems, Inc. | Jandy Pro Series | VSPHP270JEP | 600 | Variable-Speed | 12.1 | - | - | 16.4 | - | - | - | Electronically-commutated motor | 48 | TRUE | 2.7 | 1 | - | 2.7 | 7.2 | - | - | 2015-07-23
| Zodiac Pool Systems, Inc. | Jandy Pro Series | VSPHP270JEP | 600 | Variable-Speed | 12.1 | - | - | 16.4 | - | - | - | Electronically-commutated motor | 48 | TRUE | 2.7 | 1 | - | 2.7 | 7.2 | - | - | 2015-07-23
| Zodiac Pool Systems, Inc. | Jandy Pro Series | VSSHP270AUT | 3450 | Variable-Speed | 69.3 | - | - | 93.8 | - | - | - | Electronically-commutated motor | 48 | TRUE | 2.7 | 1 | - | 2.7 | 41.1 | - | - | 2015-07-23
| Zodiac Pool Systems, Inc. | Jandy Pro Series | VSSHP270AUT | 1730 | Variable-Speed | 34.6 | - | - | 46.8 | - | - | - | Electronically-commutated motor | 48 | TRUE | 2.7 | 1 | - | 2.7 | 20.5 | - | - | 2015-07-23
| Zodiac Pool Systems, Inc. | Jandy Pro Series | VSSHP270AUT | 600 | Variable-Speed | 11.4 | - | - | 14.8 | - | - | - | Electronically-commutated motor | 48 | TRUE | 2.7 | 1 | - | 2.7 | 6.9 | - | - | 2015-07-23
| Zodiac Pool Systems, Inc. | Jandy Pro Series | VSSHP270AUT | 600 | Variable-Speed | 11.4 | - | - | 14.8 | - | - | - | Electronically-commutated motor | 48 | TRUE | 2.7 | 1 | - | 2.7 | 6.9 | - | - | 2015-07-23
| Zodiac Pool Systems, Inc. | Jandy Pro Series | VSSHP220AUT | 3450 | Variable-Speed | 66.9 | - | - | 91 | - | - | - | Electronically-commutated motor | 48 | TRUE | 2.2 | 1 | - | 2.2 | 39.7 | - | - | 2015-07-23
| Zodiac Pool Systems, Inc. | Jandy Pro Series | VSSHP220AUT | 1730 | Variable-Speed | 33.8 | - | - | 45.9 | - | - | - | Electronically-commutated motor | 48 | TRUE | 2.2 | 1 | - | 2.2 | 20.1 | - | - | 2015-07-23
| Zodiac Pool Systems, Inc. | Jandy Pro Series | VSSHP220AUT | 600 | Variable-Speed | 11.8 | - | - | 16 | - | - | - | Electronically-commutated motor | 48 | TRUE | 2.2 | 1 | - | 2.2 | 7 | - | - | 2015-07-23
| Zodiac Pool Systems, Inc. | Jandy Pro Series | VSSHP220AUT | 600 | Variable-Speed | 11.8 | - | - | 16 | - | - | - | Electronically-commutated motor | 48 | TRUE | 2.2 | 1 | - | 2.2 | 7 | - | - | 2015-07-23
| Zodiac Pool Systems, Inc. | Jandy Pro Series | VSFHP270AUT | 3450 | Variable-Speed | 67 | - | - | 89.5 | - | - | - | Electronically-commutated motor | 48 | TRUE | 2.7 | 1 | - | 2.7 | 40.5 | - | - | 2015-07-23
| Zodiac Pool Systems, Inc. | Jandy Pro Series | VSFHP270AUT | 1730 | Variable-Speed | 33.1 | - | - | 44.2 | - | - | - | Electronically-commutated motor | 48 | TRUE | 2.7 | 1 | - | 2.7 | 20.1 | - | - | 2015-07-23
| Zodiac Pool Systems, Inc. | Jandy Pro Series | VSFHP270AUT | 600 | Variable-Speed | 9.9 | - | - | 13.3 | - | - | - | Electronically-commutated motor | 48 | TRUE | 2.7 | 1 | - | 2.7 | 6 | - | - | 2015-07-23
| Zodiac Pool Systems, Inc. | Jandy Pro Series | VSFHP270AUT | 600 | Variable-Speed | 9.9 | - | - | 13.3 | - | - | - | Electronically-commutated motor | 48 | TRUE | 2.7 | 1 | - | 2.7 | 6 | - | - | 2015-07-23
| Zodiac Pool Systems, Inc. | Jandy Pro Series | VSFHP270JEP | 3450 | Variable-Speed | 67 | - | - | 89.5 | - | - | - | Electronically-commutated motor | 48 | TRUE | 2.7 | 1 | - | 2.7 | 40.5 | - | - | 2015-07-23
| Zodiac Pool Systems, Inc. | Jandy Pro Series | VSFHP270JEP | 1730 | Variable-Speed | 33.1 | - | - | 44.2 | - | - | - | Electronically-commutated motor | 48 | TRUE | 2.7 | 1 | - | 2.7 | 20.1 | - | - | 2015-07-23
| Zodiac Pool Systems, Inc. | Jandy Pro Series | VSFHP270JEP | 600 | Variable-Speed | 9.9 | - | - | 13.3 | - | - | - | Electronically-commutated motor | 48 | TRUE | 2.7 | 1 | - | 2.7 | 6 | - | - | 2015-07-23
| Zodiac Pool Systems, Inc. | Jandy Pro Series | VSFHP270JEP | 600 | Variable-Speed | 9.9 | - | - | 13.3 | - | - | - | Electronically-commutated motor | 48 | TRUE | 2.7 | 1 | - | 2.7 | 6 | - | - | 2015-07-23
| Zodiac Pool Systems, Inc. | Jandy Pro Series | VSFHP165AUT | 3450 | Variable-Speed | 59.1 | - | - | 77.9 | - | - | - | Electronically-commutated motor | 48 | TRUE | 1.65 | 1 | - | 1.65 | 36.3 | - | - | 2015-07-23
| Zodiac Pool Systems, Inc. | Jandy Pro Series | VSFHP165AUT | 1730 | Variable-Speed | 29.5 | - | - | 38.7 | - | - | - | Electronically-commutated motor | 48 | TRUE | 1.65 | 1 | - | 1.65 | 18.1 | - | - | 2015-07-23
| Zodiac Pool Systems, Inc. | Jandy Pro Series | VSFHP165AUT | 600 | Variable-Speed | 9.9 | - | - | 13.7 | - | - | - | Electronically-commutated motor | 48 | TRUE | 1.65 | 1 | - | 1.65 | 5.9 | - | - | 2015-07-23
| Zodiac Pool Systems, Inc. | Jandy Pro Series | VSFHP165AUT | 600 | Variable-Speed | 9.9 | - | - | 13.7 | - | - | - | Electronically-commutated motor | 48 | TRUE | 1.65 | 1 | - | 1.65 | 5.9 | - | - | 2015-07-23
| Zodiac Pool Systems, Inc. | Jandy Pro Series | VSFHP165JEP | 3450 | Variable-Speed | 59.1 | - | - | 77.9 | - | - | - | Electronically-commutated motor | 48 | TRUE | 1.65 | 1 | - | 1.65 | 36.3 | - | - | 2015-07-23
| Zodiac Pool Systems, Inc. | Jandy Pro Series | VSFHP165JEP | 1730 | Variable-Speed | 29.5 | - | - | 38.7 | - | - | - | Electronically-commutated motor | 48 | TRUE | 1.65 | 1 | - | 1.65 | 18.1 | - | - | 2015-07-23
| Zodiac Pool Systems, Inc. | Jandy Pro Series | VSFHP165JEP | 600 | Variable-Speed | 9.9 | - | - | 13.7 | - | - | - | Electronically-commutated motor | 48 | TRUE | 1.65 | 1 | - | 1.65 | 5.9 | - | - | 2015-07-23
| Zodiac Pool Systems, Inc. | Jandy Pro Series | VSFHP165JEP | 600 | Variable-Speed | 9.9 | - | - | 13.7 | - | - | - | Electronically-commutated motor | 48 | TRUE | 1.65 | 1 | - | 1.65 | 5.9 | - | - | 2015-07-23
| Hayward | Hayward | SP23115VSP (H) | 3450 | Variable-speed | 50 | - | - | 64 | - | - | - | Electronically-commutated motor | 48 | TRUE | 0.85 | 1 | - | 0.85 | 32 | - | - | 2015-11-05
| Hayward | Hayward | SP23115VSP (M) | 1725 | Variable-speed | 25 | - | - | 32 | - | - | - | Electronically-commutated motor | 48 | TRUE | 0.85 | 1 | - | 0.85 | 16 | - | - | 2015-11-05
| Hayward | Hayward | SP23115VSP (L) | 600 | Variable-speed | 9 | - | - | 11 | - | - | - | Electronically-commutated motor | 48 | TRUE | 0.85 | 1 | - | 0.85 | 6 | - | - | 2015-11-05
| Hayward | Hayward | SP3202VSP (H) | 3450 | Variable-speed | 64 | - | - | 85 | - | - | - | Electronically-commutated motor | 48 | TRUE | 1.85 | 1 | - | 1.85 | 38 | - | - | 2015-11-05
| Hayward | Hayward | SP3202VSP (M) | 1725 | Variable-speed | 32 | - | - | 41 | - | - | - | Electronically-commutated motor | 48 | TRUE | 1.85 | 1 | - | 0.23 | 19 | - | - | 2015-11-05
| Hayward | Hayward | SP3202VSP (L) | 600 | Variable-speed | 11 | - | - | 14 | - | - | - | Electronically-commutated motor | 48 | TRUE | 1.85 | 1 | - | 0.02 | 7 | - | - | 2015-11-05
| Hayward | Hayward | SP2303VSP (H) | 3450 | Variable-speed | 52 | - | - | 66 | - | - | - | Electronically-commutated motor | 48 | TRUE | 1.65 | 1 | - | 1.65 | 33 | - | - | 2016-03-03
| Hayward | Hayward | SP2303VSP (M) | 1725 | Variable-speed | 26 | - | - | 33 | - | - | - | Electronically-commutated motor | 48 | TRUE | 1.65 | 1 | - | 1.65 | 16 | - | - | 2016-03-03
| Hayward | Hayward | SP2303VSP (L) | 600 | Variable-speed | 9 | - | - | 12 | - | - | - | Electronically-commutated motor | 48 | TRUE | 1.65 | 1 | - | 1.65 | 6 | - | - | 2016-03-03
| Hayward | Hayward | SP2603VSP (H) | 3450 | Variable-speed | 55 | - | - | 70 | - | - | - | Electronically-commutated motor | 56 | TRUE | 1.65 | 1 | - | 1.65 | 35 | - | - | 2016-03-03
| Hayward | Hayward | SP2603VSP (M) | 1725 | Variable-speed | 27 | - | - | 35 | - | - | - | Electronically-commutated motor | 56 | TRUE | 1.65 | 1 | - | 1.65 | 17 | - | - | 2016-03-03
| Hayward | Hayward | SP2603VSP (L) | 600 | Variable-speed | 9 | - | - | 11 | - | - | - | Electronically-commutated motor | 56 | TRUE | 1.65 | 1 | - | 1.65 | 6 | - | - | 2016-03-03
| Hayward | Hayward | SP2600VSP2 (H) | 3000 | Variable-speed | 55 | - | - | 69 | - | - | - | Electronically-commutated motor | 71 | TRUE | 1.5 | 1 | - | 1.5 | 35 | - | - | 2016-03-03
| Hayward | Hayward | SP2600VSP2 (M) | 1500 | Variable-speed | 26 | - | - | 33 | - | - | - | Electronically-commutated motor | 71 | TRUE | 0.19 | 1 | - | 0.19 | 17 | - | - | 2016-03-03
| Hayward | Hayward | SP2600VSP2 (L) | 600 | Variable-speed | 11 | - | - | 14 | - | - | - | Electronically-commutated motor | 71 | TRUE | 0.01 | 1 | - | 0.01 | 7 | - | - | 2016-03-03
| Hayward | Hayward | SP32900VSP (H) | 3450 | Variable-speed | 64 | - | - | 85 | - | - | - | Electronically-commutated motor | 48 | TRUE | 1.85 | 1 | - | 1.85 | 38 | - | - | 2016-03-03
| Hayward | Hayward | SP32900VSP (M) | 1725 | Variable-speed | 32 | - | - | 41 | - | - | - | Electronically-commutated motor | 48 | TRUE | 1.85 | 1 | - | 1.85 | 19 | - | - | 2016-03-03
| Hayward | Hayward | SP32900VSP (L) | 600 | Variable-speed | 11 | - | - | 14 | - | - | - | Electronically-commutated motor | 48 | TRUE | 1.85 | 1 | - | 1.85 | 7 | - | - | 2016-03-03
| Waterway | Waterway | ECONO-VS | 1000 | Variable-speed | 16 | - | - | 22 | - | - | - | Electronically-commutated motor | 56 | TRUE | 2.7 | 1 | - | 2.7 | 10 | - | - | 2016-07-07
| Waterway | Waterway | ECONO-VS | 3450 | Variable-speed | 58 | - | - | 80 | - | - | - | Electronically-commutated motor | 56 | TRUE | 2.7 | 1 | - | 2.7 | 34 | - | - | 2016-07-07
| Waterway | Waterway | ECONO-VS | 600 | Variable-speed | 10 | - | - | 13 | - | - | - | Electronically-commutated motor | 56 | TRUE | 2.7 | 1 | - | 2.7 | 5 | - | - | 2016-07-07
| Waterway | Waterway | ECONO-VSC | 1000 | Variable-speed | 19 | - | - | 25 | - | - | - | Electronically-commutated motor | 56 | TRUE | 2.7 | 1 | - | 2.7 | 11 | - | - | 2016-07-07
| Waterway | Waterway | ECON0-VSC | 3450 | Variable-speed | 66 | - | - | 89 | - | - | - | Electronically-commutated motor | 56 | TRUE | 2.7 | 1 | - | 2.7 | 40 | - | - | 2016-07-07
| Waterway | Waterway | ECONO-VSC | 600 | Variable-speed | 11 | - | - | 15 | - | - | - | Electronically-commutated motor | 56 | TRUE | 2.7 | 1 | - | 2.7 | 7 | - | - | 2016-07-07
| Waterway | Waterway | 3420820-h10 HIGH | 3450 | Dual-speed | 53 | - | - | 87 | - | - | - | Permanent-split capacitor motor | 48 | TRUE | 2 | 1 | - | 2 | 31 | - | - | 2016-07-11
| Waterway | Waterway | 3420820-h10 LOW | 1725 | Dual-speed | 27 | - | - | 37 | - | - | - | Permanent-split capacitor motor | 48 | TRUE | 2 | 1 | - | 2 | 15 | - | - | 2016-07-11
| Waterway | Waterway | 3420610-H10 HIGH | 3450 | Dual-speed | 55 | - | - | 75 | - | - | - | Permanent-split capacitor motor | 48 | TRUE | 1 | 1 | - | 1 | 32 | - | - | 2016-07-11
| Waterway | Waterway | 3420610-H10 LOW | 1725 | Dual-speed | 28 | - | - | 38 | - | - | - | Permanent-split capacitor motor | 48 | TRUE | 1 | 1 | - | 1 | 16 | - | - | 2016-07-11
| Waterway | Waterway | PH2200-H6 HIGH | 3450 | Dual-speed | 55 | - | - | 75 | - | - | - | Permanent-split capacitor motor | 48 | TRUE | 1.5 | 1 | - | 1.5 | 32 | - | - | 2016-07-11
| Waterway | Waterway | PH2200-H6 LOW | 1725 | Dual-speed | 28 | - | - | 38 | - | - | - | Permanent-split capacitor motor | 48 | TRUE | 1.5 | 1 | - | 1.5 | 16 | - | - | 2016-07-11
| Waterway | Waterway | PH2200-H3 HIGH | 3450 | Dual-speed | 55 | - | - | 75 | - | - | - | Permanent-split capacitor motor | 48 | TRUE | 1.5 | 1 | - | 1.5 | 32 | - | - | 2016-07-11
| Waterway | Waterway | PH2200-H3 LOW | 1725 | Dual-speed | 28 | - | - | 38 | - | - | - | Permanent-split capacitor motor | 48 | TRUE | 1.5 | 1 | - | 1.5 | 16 | - | - | 2016-07-11
| Waterway | Waterway | 3420410-H10 HIGH | 3450 | Dual-speed | 53 | - | - | 68 | - | - | - | Permanent-split capacitor motor | 48 | TRUE | 1 | 1 | - | 1 | 30 | - | - | 2016-07-11
| Waterway | Waterway | 3420410-H10 LOW | 1725 | Dual-speed | 23 | - | - | 30 | - | - | - | Permanent-split capacitor motor | 48 | TRUE | 1 | 1 | - | 1 | 14 | - | - | 2016-07-11
| Waterway | Waterway | PH2150-H6 HIGH | 3450 | Dual-speed | 53 | - | - | 68 | - | - | - | Permanent-split capacitor motor | 48 | TRUE | 1 | 1 | - | 1 | 30 | - | - | 2016-07-11
| Waterway | Waterway | PH2150-H6 LOW | 1725 | Dual-speed | 23 | - | - | 30 | - | - | - | Permanent-split capacitor motor | 48 | TRUE | 1 | 1 | - | 1 | 14 | - | - | 2016-07-11
| Waterway | Waterway | PH2150-H3 HIGH | 3450 | Dual-speed | 53 | - | - | 68 | - | - | - | Permanent-split capacitor motor | 48 | TRUE | 1 | 1 | - | 1 | 30 | - | - | 2016-07-11
| Waterway | Waterway | PH2150-H3 LOW | 1725 | Dual-speed | 23 | - | - | 30 | - | - | - | Permanent-split capacitor motor | 48 | TRUE | 1 | 1 | - | 1 | 14 | - | - | 2016-07-11
| Waterway | Waterway | 3420820-15 HIGH | 3450 | Dual-speed | 54 | - | - | 73 | - | - | - | Permanent-split capacitor motor | 48 | TRUE | 2 | 1 | - | 2 | 32 | - | - | 2016-07-11
| Waterway | Waterway | 3420820-15 LOW | 1725 | Dual-speed | 28 | - | - | 36 | - | - | - | Permanent-split capacitor motor | 48 | TRUE | 2 | 1 | - | 2 | 16 | - | - | 2016-07-11
| Waterway | Waterway | 3420610-15 HIGH | 3450 | Dual-speed | 52 | - | - | 68 | - | - | - | Permanent-split capacitor motor | 48 | TRUE | 1.5 | 1 | - | 1.5 | 32 | - | - | 2016-07-11
| Waterway | Waterway | 3420610-15 LOW | 1725 | Dual-speed | 26 | - | - | 34 | - | - | - | Permanent-split capacitor motor | 48 | TRUE | 1.5 | 1 | - | 1.5 | 16 | - | - | 2016-07-11
| Waterway | Waterway | 3420410-15 HIGH | 3450 | Dual-speed | 47 | - | - | 62 | - | - | - | Permanent-split capacitor motor | 48 | TRUE | 1 | 1 | - | 1 | 29 | - | - | 2016-07-11
| Waterway | Waterway | 3420410-15 LOW | 1725 | Dual-speed | 24 | - | - | 32 | - | - | - | Permanent-split capacitor motor | 48 | TRUE | 1 | 1 | - | 1 | 15 | - | - | 2016-07-11
| Waterway | Waterway | SMF-210 HIGH | 3450 | Dual-speed | 53 | - | - | 67 | - | - | - | Permanent-split capacitor motor | 48 | TRUE | 1 | 1.25 | - | 1.25 | 32 | - | - | 2016-07-11
| Waterway | Waterway | SMF-210 LOW | 1725 | Dual-speed | 26 | - | - | 34 | - | - | - | Permanent-split capacitor motor | 48 | TRUE | 1 | 1.25 | - | 1.25 | 16 | - | - | 2016-07-11
| Waterway | Waterway | SMF-215 HIGH | 3450 | Dual-speed | 56 | - | - | 72 | - | - | - | Permanent-split capacitor motor | 48 | TRUE | 1.5 | 1.1 | - | 1.65 | 34 | - | - | 2016-07-11
| Waterway | Waterway | SMF-215 LOW | 1725 | Dual-speed | 27 | - | - | 36 | - | - | - | Permanent-split capacitor motor | 48 | TRUE | 1.5 | 1.1 | - | 1.65 | 16 | - | - | 2016-07-11
| Waterway | Waterway | SMF-220 HIGH | 3450 | Dual-speed | 61 | - | - | 80 | - | - | - | Permanent-split capacitor motor | 48 | TRUE | 2 | 1.1 | - | 2.2 | 37 | - | - | 2016-07-11
| Waterway | Waterway | SMF-220 LOW | 1725 | Dual-speed | 30 | - | - | 39 | - | - | - | Permanent-split capacitor motor | 48 | TRUE | 2 | 1.1 | - | 2.2 | 18 | - | - | 2016-07-11
| Waterway | Waterway | ECONVSC-165 | 3450 | Variable-speed | 60 | - | - | 77 | - | - | - | Electronically-commutated motor | 56 | TRUE | 1.65 | 1 | - | 1.65 | 37 | - | - | 2016-07-11
| Waterway | Waterway | ECONVSC-165 | 1100 | Variable-speed | 19 | - | - | 25 | - | - | - | Electronically-commutated motor | 56 | TRUE | 1.65 | 1 | - | 1.65 | 12 | - | - | 2016-07-11
| Waterway | Waterway | ECONVSC-165 | 600 | Variable-speed | 10 | - | - | 13 | - | - | - | Electronically-commutated motor | 56 | TRUE | 1.65 | 1 | - | 1.65 | 7 | - | - | 2016-07-11
| Waterway | Waterway | CHAMPS-215 high | 3450 | Dual-speed | 65 | - | - | 87 | - | - | - | Permanent-split capacitor motor | 56 | TRUE | 1 | 1.65 | - | 1.65 | 40 | - | - | 2016-07-11
| Waterway | Waterway | CHAMPS-215 low | 1725 | Dual-speed | 32 | - | - | 43 | - | - | - | Permanent-split capacitor motor | 56 | TRUE | 1 | 1.65 | - | 1.65 | 19 | - | - | 2016-07-11
| Waterway | Waterway | CHAMPS-225 high | 3450 | Dual-speed | 67 | - | - | 90 | - | - | - | Permanent-split capacitor motor | 56 | TRUE | 2 | 1.27 | - | 2.54 | 40 | - | - | 2016-07-11
| Waterway | Waterway | CHAMPS-225 low | 1725 | Dual-speed | 34 | - | - | 45 | - | - | - | Permanent-split capacitor motor | 56 | TRUE | 2 | 1.27 | - | 2.54 | 20 | - | - | 2016-07-11
| Waterway | Waterway | CHAMPS-107 | 3450 | Single-speed | 51 | - | - | 64 | - | - | - | Permanent-split capacitor motor | 56 | TRUE | 0.75 | 1.25 | - | 0.94 | 31 | - | - | 2016-07-11
| Speck Pumps | Speck Pumps | Badu EcoM3 V 1.65 (high speed) | 3450 | Variable-speed | 54 | - | - | 72 | - | - | - | Electronically-commutated motor | 56 | TRUE | 1.65 | 1 | - | 1.65 | 33 | - | - | 2016-08-04
| Speck Pumps | Speck Pumps | Badu EcoM3 V 1.65 (low speed) | 600 | Variable-speed | 9 | - | - | 12 | - | - | - | Electronically-commutated motor | 56 | TRUE | 1.65 | 1 | - | 1.65 | 6 | - | - | 2016-08-04
| Speck Pumps | Speck Pumps | Badu EcoM3 V 1.65 (best efficiency) | 600 | Variable-speed | 9 | - | - | 12 | - | - | - | Electronically-commutated motor | 56 | TRUE | 1.65 | 1 | - | 1.65 | 6 | - | - | 2016-08-04
| Hayward | Hayward | SP23510VSP | 3450 | Variable-speed | 50 | - | - | 64 | - | - | - | Electronically-commutated motor | 48 | TRUE | 0.85 | 1 | - | 0.85 | 32 | - | - | 2016-09-26
| Hayward | Hayward | SP23510VSP | 1725 | Variable-speed | 25 | - | - | 32 | - | - | - | Electronically-commutated motor | 48 | TRUE | 0.85 | 1 | - | 0.85 | 16 | - | - | 2016-09-26
| Hayward | Hayward | SP23510VSP | 600 | Variable-speed | 9 | - | - | 11 | - | - | - | Electronically-commutated motor | 48 | TRUE | 0.85 | 1 | - | 0.85 | 6 | - | - | 2016-09-26
| Hayward | Hayward | SP23520VSP | 3450 | Variable-speed | 52 | - | - | 66 | - | - | - | Electronically-commutated motor | 48 | TRUE | 1.65 | 1 | - | 1.65 | 33 | - | - | 2016-09-26
| Hayward | Hayward | SP23520VSP | 1725 | Variable-speed | 26 | - | - | 33 | - | - | - | Electronically-commutated motor | 48 | TRUE | 1.65 | 1 | - | 1.65 | 16 | - | - | 2016-09-26
| Hayward | Hayward | SP23520VSP | 600 | Variable-speed | 9 | - | - | 12 | - | - | - | Electronically-commutated motor | 48 | TRUE | 1.65 | 1 | - | 1.65 | 6 | - | - | 2016-09-26
| Hayward | Hayward | SP32950VSP | 3450 | Variable-speed | 70 | - | - | 97 | - | - | - | Electronically-commutated motor | 48 | TRUE | 2.7 | 1 | - | 2.7 | 41 | - | - | 2016-10-26
| Hayward | Hayward | SP32950VSP | 1725 | Variable-speed | 35 | - | - | 48 | - | - | - | Electronically-commutated motor | 48 | TRUE | 0.34 | 1 | - | 0.34 | 22 | - | - | 2016-10-26
| Hayward | Hayward | SP32950VSP | 1000 | Variable-speed | 20 | - | - | 28 | - | - | - | Electronically-commutated motor | 48 | TRUE | 0.06 | 1 | - | 0.06 | 12 | - | - | 2016-10-26
| Hayward | Hayward | SP32950VSP | 600 | Variable-speed | 14 | - | - | 19 | - | - | - | Electronically-commutated motor | 48 | TRUE | 0.01 | 1 | - | 0.01 | 8 | - | - | 2016-10-26
| Hayward | Hayward | SP3206VSP | 3450 | Variable-speed | 70 | - | - | 97 | - | - | - | Electronically-commutated motor | 48 | TRUE | 2.7 | 1 | - | 2.7 | 41 | - | - | 2017-10-20
| Hayward | Hayward | SP3206VSP | 1725 | Variable-speed | 35 | - | - | 48 | - | - | - | Electronically-commutated motor | 48 | TRUE | 0.34 | 1 | - | 0.34 | 22 | - | - | 2017-10-20
| Hayward | Hayward | SP3206VSP | 1000 | Variable-speed | 20 | - | - | 28 | - | - | - | Electronically-commutated motor | 48 | TRUE | 0.06 | 1 | - | 0.06 | 12 | - | - | 2017-10-20
| Hayward | Hayward | SP3206VSP | 600 | Variable-speed | 14 | - | - | 19 | - | - | - | Electronically-commutated motor | 48 | TRUE | 0.01 | 1 | - | 0.01 | 8 | - | - | 2017-10-20
| Hayward | Hayward | HCP3206VSP | 3450 | Variable-speed | 70 | - | - | 97 | - | - | - | Electronically-commutated motor | 48 | TRUE | 2.7 | 1 | - | 2.7 | 41 | - | - | 2017-10-20
| Hayward | Hayward | HCP3206VSP | 1725 | Variable-speed | 35 | - | - | 48 | - | - | - | Electronically-commutated motor | 48 | TRUE | 0.34 | 1 | - | 0.34 | 22 | - | - | 2017-10-20
| Hayward | Hayward | HCP3206VSP | 1000 | Variable-speed | 20 | - | - | 28 | - | - | - | Electronically-commutated motor | 48 | TRUE | 0.06 | 1 | - | 0.06 | 12 | - | - | 2017-10-20
| Hayward | Hayward | HCP3206VSP | 600 | Variable-speed | 14 | - | - | 19 | - | - | - | Electronically-commutated motor | 48 | TRUE | 0.01 | 1 | - | 0.01 | 8 | - | - | 2017-10-20
| Hayward | Hayward | SP3206VSPBH | 3450 | Variable-speed | 70 | - | - | 97 | - | - | - | Electronically-commutated motor | 48 | TRUE | 2.7 | 1 | - | 2.7 | 41 | - | - | 2017-10-20
| Hayward | Hayward | SP3206VSPBH | 1725 | Variable-speed | 35 | - | - | 48 | - | - | - | Electronically-commutated motor | 48 | TRUE | 0.34 | 1 | - | 0.34 | 22 | - | - | 2017-10-20
| Hayward | Hayward | SP3206VSPBH | 1000 | Variable-speed | 20 | - | - | 28 | - | - | - | Electronically-commutated motor | 48 | TRUE | 0.06 | 1 | - | 0.06 | 12 | - | - | 2017-10-20
| Hayward | Hayward | SP3206VSPBH | 600 | Variable-speed | 14 | - | - | 19 | - | - | - | Electronically-commutated motor | 48 | TRUE | 0.01 | 1 | - | 0.01 | 8 | - | - | 2017-10-20
| Hayward | Hayward | HL32950VSP | 3450 | Variable-speed | 70 | - | - | 97 | - | - | - | Electronically-commutated motor | 48 | TRUE | 2.7 | 1 | - | 2.7 | 41 | - | - | 2017-10-20
| Hayward | Hayward | HL32950VSP | 1725 | Variable-speed | 35 | - | - | 48 | - | - | - | Electronically-commutated motor | 48 | TRUE | 0.34 | 1 | - | 0.34 | 22 | - | - | 2017-10-20
| Hayward | Hayward | HL32950VSP | 1000 | Variable-speed | 20 | - | - | 28 | - | - | - | Electronically-commutated motor | 48 | TRUE | 0.06 | 1 | - | 0.06 | 12 | - | - | 2017-10-20
| Hayward | Hayward | HL32950VSP | 600 | Variable-speed | 14 | - | - | 19 | - | - | - | Electronically-commutated motor | 48 | TRUE | 0.01 | 1 | - | 0.01 | 8 | - | - | 2017-10-20
| Hayward | Hayward | HL32900VSP | 3450 | Variable-speed | 64 | - | - | 85 | - | - | - | Electronically-commutated motor | 48 | TRUE | 1.85 | 1 | - | 1.85 | 38 | - | - | 2017-10-20
| Hayward | Hayward | HL32900VSP | 1725 | Variable-speed | 32 | - | - | 41 | - | - | - | Electronically-commutated motor | 48 | TRUE | 1.85 | 1 | - | 1.85 | 19 | - | - | 2017-10-20
| Hayward | Hayward | HL32900VSP | 600 | Variable-speed | 11 | - | - | 14 | - | - | - | Electronically-commutated motor | 48 | TRUE | 1.85 | 1 | - | 1.85 | 7 | - | - | 2017-10-20
| Hayward | Hayward | SP3202VSPBH | 3450 | Variable-speed | 64 | - | - | 85 | - | - | - | Electronically-commutated motor | 48 | TRUE | 1.85 | 1 | - | 1.85 | 38 | - | - | 2017-10-20
| Hayward | Hayward | SP3202VSPBH | 1725 | Variable-speed | 32 | - | - | 41 | - | - | - | Electronically-commutated motor | 48 | TRUE | 1.85 | 1 | - | 0.23 | 19 | - | - | 2017-10-20
| Hayward | Hayward | SP3202VSPBH | 600 | Variable-speed | 11 | - | - | 14 | - | - | - | Electronically-commutated motor | 48 | TRUE | 1.85 | 1 | - | 0.02 | 7 | - | - | 2017-10-20
| Hayward | Hayward | SP2670020VSP | 3450 | Variable-speed | 55 | - | - | 70 | - | - | - | Electronically-commutated motor | 56 | TRUE | 1.65 | 1 | - | 1.65 | 35 | - | - | 2017-10-20
| Hayward | Hayward | SP2670020VSP | 1725 | Variable-speed | 27 | - | - | 35 | - | - | - | Electronically-commutated motor | 56 | TRUE | 1.65 | 1 | - | 1.65 | 17 | - | - | 2017-10-20
| Hayward | Hayward | SP2670020VSP | 600 | Variable-speed | 9 | - | - | 11 | - | - | - | Electronically-commutated motor | 56 | TRUE | 1.65 | 1 | - | 1.65 | 6 | - | - | 2017-10-20
| Hayward | Hayward | HL2670020VSP | 3450 | Variable-speed | 55 | - | - | 70 | - | - | - | Electronically-commutated motor | 56 | TRUE | 1.65 | 1 | - | 1.65 | 35 | - | - | 2017-10-20
| Hayward | Hayward | HL2670020VSP | 1725 | Variable-speed | 27 | - | - | 35 | - | - | - | Electronically-commutated motor | 56 | TRUE | 1.65 | 1 | - | 1.65 | 17 | - | - | 2017-10-20
| Hayward | Hayward | HL2670020VSP | 600 | Variable-speed | 9 | - | - | 11 | - | - | - | Electronically-commutated motor | 56 | TRUE | 1.65 | 1 | - | 1.65 | 6 | - | - | 2017-10-20
| Hayward | Hayward | SP2670010VSP | 3450 | Variable-speed | 48 | - | - | 58 | - | - | - | Electronically-commutated motor | 56 | TRUE | 0.85 | 1 | - | 0.85 | 33 | - | - | 2017-10-20
| Hayward | Hayward | SP2670010VSP | 1725 | Variable-speed | 26 | - | - | 33 | - | - | - | Electronically-commutated motor | 56 | TRUE | 0.85 | 1 | - | 0.85 | 16 | - | - | 2017-10-20
| Hayward | Hayward | SP2670010VSP | 600 | Variable-speed | 9 | - | - | 11 | - | - | - | Electronically-commutated motor | 56 | TRUE | 0.85 | 1 | - | 0.85 | 6 | - | - | 2017-10-20
| Hayward | Hayward | HL2670010VSP | 3450 | Variable-speed | 48 | - | - | 58 | - | - | - | Electronically-commutated motor | 56 | TRUE | 0.85 | 1 | - | 0.85 | 33 | - | - | 2017-10-20
| Hayward | Hayward | HL2670010VSP | 1725 | Variable-speed | 26 | - | - | 33 | - | - | - | Electronically-commutated motor | 56 | TRUE | 0.85 | 1 | - | 0.85 | 16 | - | - | 2017-10-20
| Hayward | Hayward | HL2670010VSP | 600 | Variable-speed | 9 | - | - | 11 | - | - | - | Electronically-commutated motor | 56 | TRUE | 0.85 | 1 | - | 0.85 | 6 | - | - | 2017-10-20
| Hayward | Hayward | HL2350020VSP | 3450 | Variable-speed | 52 | - | - | 66 | - | - | - | Electronically-commutated motor | 48 | TRUE | 1.65 | 1 | - | 1.65 | 33 | - | - | 2017-10-20
| Hayward | Hayward | HL2350020VSP | 1725 | Variable-speed | 26 | - | - | 33 | - | - | - | Electronically-commutated motor | 48 | TRUE | 1.65 | 1 | - | 1.65 | 16 | - | - | 2017-10-20
| Hayward | Hayward | HL2350020VSP | 600 | Variable-speed | 9 | - | - | 12 | - | - | - | Electronically-commutated motor | 48 | TRUE | 1.65 | 1 | - | 1.65 | 6 | - | - | 2017-10-20
| Hayward | Hayward | HL2350010VSP | 3450 | Variable-speed | 50 | - | - | 64 | - | - | - | Electronically-commutated motor | 48 | TRUE | 0.85 | 1 | - | 0.85 | 32 | - | - | 2017-10-20
| Hayward | Hayward | HL2350010VSP | 1725 | Variable-speed | 25 | - | - | 32 | - | - | - | Electronically-commutated motor | 48 | TRUE | 0.85 | 1 | - | 0.85 | 16 | - | - | 2017-10-20
| Hayward | Hayward | HL2350010VSP | 600 | Variable-speed | 9 | - | - | 11 | - | - | - | Electronically-commutated motor | 48 | TRUE | 0.85 | 1 | - | 0.85 | 6 | - | - | 2017-10-20
| Hayward | Hayward | SP3206VSPVR | 3450 | Variable-speed | 70 | - | - | 97 | - | - | - | Electronically-commutated motor | 48 | TRUE | 2.7 | 1 | - | 2.7 | 41 | - | - | 2017-10-20
| Hayward | Hayward | SP3206VSPVR | 1725 | Variable-speed | 35 | - | - | 48 | - | - | - | Electronically-commutated motor | 48 | TRUE | 0.34 | 1 | - | 0.34 | 22 | - | - | 2017-10-20
| Hayward | Hayward | SP3206VSPVR | 1500 | Variable-speed | 28 | - | - | 39 | - | - | - | Electronically-commutated motor | 48 | TRUE | 0.22 | 1 | - | 0.22 | 17 | - | - | 2017-10-20
| Hayward | Hayward | SP3206VSPVR | 1000 | Variable-speed | 20 | - | - | 28 | - | - | - | Electronically-commutated motor | 48 | TRUE | 0.06 | 1 | - | 0.06 | 12 | - | - | 2017-10-20
| Hayward | Hayward | HCP3206VSPVR | 3450 | Variable-speed | 70 | - | - | 97 | - | - | - | Electronically-commutated motor | 48 | TRUE | 2.7 | 1 | - | 2.7 | 41 | - | - | 2017-10-20
| Hayward | Hayward | HCP3206VSPVR | 1725 | Variable-speed | 35 | - | - | 48 | - | - | - | Electronically-commutated motor | 48 | TRUE | 0.34 | 1 | - | 0.34 | 22 | - | - | 2017-10-20
| Hayward | Hayward | HCP3206VSPVR | 1500 | Variable-speed | 28 | - | - | 39 | - | - | - | Electronically-commutated motor | 48 | TRUE | 0.22 | 1 | - | 0.22 | 17 | - | - | 2017-10-20
| Hayward | Hayward | HCP3206VSPVR | 1000 | Variable-speed | 20 | - | - | 28 | - | - | - | Electronically-commutated motor | 48 | TRUE | 0.06 | 1 | - | 0.06 | 12 | - | - | 2017-10-20
| Pentair Water Pool And Spa Inc. | Pentair SuperFlo Variable Speed | 342001 | 300 | Variable-Speed | 5.68 | - | - | 7 | - | - | - | Electronically Commutated Motor | 56 | TRUE | 1.5 | 1.46 | - | 2.2 | 3.57 | - | - | 2017-12-17
| Pentair Water Pool And Spa Inc. | Sta-Rite SuperMax Variable Speed | 343001 | 300 | Variable-Speed | 5.68 | - | - | 7 | - | - | - | Electronically Commutated Motor | 56 | TRUE | 1.5 | 1.46 | - | 2.2 | 3.57 | - | - | 2017-12-17
| Pentair Water Pool And Spa Inc. | Pentair IntelliFlo Variable Flow | 011012 | 400 | Variable-Speed | 9.145 | - | - | 12.117 | - | - | - | Electronically-Commutated motor | 56 | TRUE | 3 | 1.32 | - | 3.95 | 5.31 | - | - | 2017-12-17
| Pentair Water Pool And Spa Inc. | Pentair IntelliFlo Variable Speed | 11018 | 450 | Variable-Speed | 9.902 | - | - | 13.563 | - | - | - | Electronically-Commutated motor | 56 | TRUE | 3 | 1.32 | - | 3.95 | 6.031 | - | - | 2017-12-17
| Pentair Water Pool And Spa Inc. | Pentair IntelliFlo 2 VST | 011055 | 450 | Variable-Speed | 9.82 | - | - | 13.18 | - | - | - | Electronically-Commutated motor | 56 | TRUE | 3 | 1.32 | - | 3.95 | 5.86 | - | - | 2017-12-17
| Pentair Water Pool And Spa Inc. | Pentair IntelliFlo VSF | 011056 | 450 | Variable-Speed | 9.82 | - | - | 13.18 | - | - | - | Electronically-Commutated motor | 56 | TRUE | 3 | 1.32 | - | 3.95 | 5.86 | - | - | 2017-12-17
| Pentair Water Pool And Spa Inc. | Pentair IntelliFlo i1 Variable Speed | 011059 | 450 | Variable-Speed | 8.57 | - | - | 10.68 | - | - | - | Electronically-Commutated motor | 56 | TRUE | 1 | 3.95 | - | 3.95 | 5.32 | - | - | 2017-12-17
| Pentair Water Pool And Spa Inc. | Pentair IntelliFlo i2 Variable Speed | 011060 | 450 | Variable-Speed | 9.23 | - | - | 12.33 | - | - | - | Electronically-Commutated motor | 56 | TRUE | 2 | 1.98 | - | 3.95 | 5.54 | - | - | 2017-12-17
| Pentair Water Pool And Spa Inc. | Sta-Rite IntelliPro 2 VST | 013001 | 450 | Variable-Speed | 9.35 | - | - | 12.64 | - | - | - | Electronically-Commutated motor | 56 | TRUE | 3 | 1.32 | - | 3.95 | 5.63 | - | - | 2017-12-17
| Pentair Water Pool And Spa Inc. | Sta-Rite IntelliPro VSF | 013004 | 450 | Variable-Speed | 9.35 | - | - | 12.64 | - | - | - | Electronically-Commutated motor | 56 | TRUE | 3 | 1.32 | - | 3.95 | 5.63 | - | - | 2017-12-17
| Pentair Water Pool And Spa Inc. | Pentair IntelliFloXF Variable Speed | 022055 | 450 | Variable-Speed | 9.22 | - | - | 12.58 | - | - | - | Electronically-Commutated motor | 56 | TRUE | 3 | 1.32 | - | 3.95 | 5.55 | - | - | 2017-12-17
| Pentair Water Pool And Spa Inc. | Pentair IntelliFloXF VSF | 022056 | 450 | Variable-Speed | 9.22 | - | - | 12.58 | - | - | - | Electronically-Commutated motor | 56 | TRUE | 3 | 1.32 | - | 3.95 | 5.55 | - | - | 2017-12-17
| Pentair Water Pool And Spa Inc. | Sta-Rite IntelliProXF Variable Speed | 023055 | 450 | Variable-Speed | 9.22 | - | - | 12.58 | - | - | - | Electronically-Commutated motor | 56 | TRUE | 3 | 1.32 | - | 3.95 | 5.55 | - | - | 2017-12-17
| Pentair Water Pool And Spa Inc. | Sta-Rite IntelliProXF VSF | 023056 | 450 | Variable-Speed | 9.22 | - | - | 12.58 | - | - | - | Electronically-Commutated motor | 56 | TRUE | 3 | 1.32 | - | 3.95 | 5.55 | - | - | 2017-12-17
| Pentair Water Pool And Spa Inc. | Sta-Rite IntelliPro Variable Speed | P6E6VS4H-209L | 450 | Variable-Speed | 9.689 | - | - | 13.418 | - | - | - | Electronically-Commutated motor | 56 | TRUE | 3 | 1.32 | - | 3.95 | 5.754 | - | - | 2017-12-17
| Pentair Water Pool And Spa Inc. | Pentair Shasta IntelliFlo VSF | S-011056 | 450 | Variable-Speed | 9.82 | - | - | 13.18 | - | - | - | Electronically-Commutated motor | 56 | TRUE | 3 | 1.32 | - | 3.95 | 5.86 | - | - | 2017-12-17
| Pentair Water Pool And Spa Inc. | Pentair Shasta IntelliFlo 2 VST | S-011058 | 450 | Variable-Speed | 9.82 | - | - | 13.18 | - | - | - | Electronically-Commutated motor | 56 | TRUE | 3 | 1.32 | - | 3.95 | 5.86 | - | - | 2017-12-17
| Pentair Water Pool And Spa Inc. | Sta-Rite SuperMax Variable Speed | 343000 | 600 | Variable-Speed | 10.1 | - | - | 12.89 | - | - | - | Electronically Commutated Motor | 48 | TRUE | 1.65 | 1 | - | 1.65 | 6.32 | - | - | 2017-12-17
| Pentair Water Pool And Spa Inc. | Sta-Rite SuperMax Variable Speed | 343000 | 600 | Variable-Speed | 10.1 | - | - | 12.89 | - | - | - | Electronically Commutated Motor | 48 | TRUE | 1.65 | 1 | - | 1.65 | 6.32 | - | - | 2017-12-17
| Pentair Water Pool And Spa Inc. | Pentair IntelliFlo 2 VST | 011055 | 625 | Variable-Speed | 13.31 | - | - | 18.15 | - | - | - | Electronically-Commutated motor | 56 | TRUE | 3 | 1.32 | - | 3.95 | 8.09 | - | - | 2017-12-17
| Pentair Water Pool And Spa Inc. | Pentair IntelliFlo VSF | 011056 | 625 | Variable-Speed | 13.31 | - | - | 18.15 | - | - | - | Electronically-Commutated motor | 56 | TRUE | 3 | 1.32 | - | 3.95 | 8.09 | - | - | 2017-12-17
| Pentair Water Pool And Spa Inc. | Pentair IntelliFlo i1 Variable Speed | 011059 | 625 | Variable-Speed | 11.71 | - | - | 14.84 | - | - | - | Electronically-Commutated motor | 56 | TRUE | 1 | 3.95 | - | 3.95 | 7.34 | - | - | 2017-12-17
| Pentair Water Pool And Spa Inc. | Pentair IntelliFlo i2 Variable Speed | 011060 | 625 | Variable-Speed | 12.79 | - | - | 17.09 | - | - | - | Electronically-Commutated motor | 56 | TRUE | 2 | 1.98 | - | 3.95 | 7.63 | - | - | 2017-12-17
| Pentair Water Pool And Spa Inc. | Sta-Rite IntelliPro 2 VST | 013001 | 625 | Variable-Speed | 12.73 | - | - | 17.34 | - | - | - | Electronically-Commutated motor | 56 | TRUE | 3 | 1.32 | - | 3.95 | 7.71 | - | - | 2017-12-17
| Pentair Water Pool And Spa Inc. | Sta-Rite IntelliPro VSF | 013004 | 625 | Variable-Speed | 12.73 | - | - | 17.34 | - | - | - | Electronically-Commutated motor | 56 | TRUE | 3 | 1.32 | - | 3.95 | 7.71 | - | - | 2017-12-17
| Pentair Water Pool And Spa Inc. | Pentair IntelliFloXF Variable Speed | 022055 | 625 | Variable-Speed | 13.05 | - | - | 17.88 | - | - | - | Electronically-Commutated motor | 56 | TRUE | 3 | 1.32 | - | 3.95 | 7.84 | - | - | 2017-12-17
| Pentair Water Pool And Spa Inc. | Pentair IntelliFloXF VSF | 022056 | 625 | Variable-Speed | 13.05 | - | - | 17.88 | - | - | - | Electronically-Commutated motor | 56 | TRUE | 3 | 1.32 | - | 3.95 | 7.84 | - | - | 2017-12-17
| Pentair Water Pool And Spa Inc. | Sta-Rite IntelliProXF Variable Speed | 023055 | 625 | Variable-Speed | 13.05 | - | - | 17.88 | - | - | - | Electronically-Commutated motor | 56 | TRUE | 3 | 1.32 | - | 3.95 | 7.84 | - | - | 2017-12-17
| Pentair Water Pool And Spa Inc. | Sta-Rite IntelliProXF VSF | 023056 | 625 | Variable-Speed | 13.05 | - | - | 17.88 | - | - | - | Electronically-Commutated motor | 56 | TRUE | 3 | 1.32 | - | 3.95 | 7.84 | - | - | 2017-12-17
| Pentair Water Pool And Spa Inc. | Pentair Shasta IntelliFlo VSF | S-011056 | 625 | Variable-Speed | 13.31 | - | - | 18.15 | - | - | - | Electronically-Commutated motor | 56 | TRUE | 3 | 1.32 | - | 3.95 | 8.09 | - | - | 2017-12-17
| Pentair Water Pool And Spa Inc. | Pentair Shasta IntelliFlo 2 VST | S-011058 | 625 | Variable-Speed | 13.31 | - | - | 18.15 | - | - | - | Electronically-Commutated motor | 56 | TRUE | 3 | 1.32 | - | 3.95 | 8.09 | - | - | 2017-12-17
| Pentair Water Pool And Spa Inc. | Pentair SuperFlo Variable Speed | 342001 | 670 | Variable-Speed | 12.17 | - | - | 15.76 | - | - | - | Electronically Commutated Motor | 56 | TRUE | 1.5 | 1.46 | - | 2.2 | 7.91 | - | - | 2017-12-17
| Pentair Water Pool And Spa Inc. | Sta-Rite SuperMax Variable Speed | 343001 | 670 | Variable-Speed | 12.17 | - | - | 15.76 | - | - | - | Electronically Commutated Motor | 56 | TRUE | 1.5 | 1.46 | - | 2.2 | 7.91 | - | - | 2017-12-17
| Pentair Water Pool And Spa Inc. | Sta-Rite IntelliPro Variable Speed | P6E6VS4H-209L | 750 | Variable-Speed | 15.636 | - | - | 21.635 | - | - | - | Electronically-Commutated motor | 56 | TRUE | 3 | 1.32 | - | 3.95 | 9.456 | - | - | 2017-12-17
| Pentair Water Pool And Spa Inc. | Pentair IntelliFlo Variable Flow | 011012 | 775 | Variable-Speed | 16.742 | - | - | 22.363 | - | - | - | Electronically-Commutated motor | 56 | TRUE | 3 | 1.32 | - | 3.95 | 9.877 | - | - | 2017-12-17
| Pentair Water Pool And Spa Inc. | Pentair IntelliFlo Variable Speed | 011018 | 775 | Variable-Speed | 16.742 | - | - | 22.363 | - | - | - | Electronically-Commutated motor | 56 | TRUE | 3 | 1.32 | - | 3.95 | 9.877 | - | - | 2017-12-17
| Pentair Water Pool And Spa Inc. | Pentair IntelliFlo VS+SVRS | 011057 | 1100 | Variable-Speed | 23.73 | - | - | 31.94 | - | - | - | Electronically-Commutated motor | 56 | TRUE | 3 | 1.32 | - | 3.95 | 14.15 | - | - | 2017-12-17
| Pentair Water Pool And Spa Inc. | Pentair IntelliFlo VS+SVRS | 011057 | 1100 | Variable-Speed | 23.73 | - | - | 31.94 | - | - | - | Electronically-Commutated motor | 56 | TRUE | 3 | 1.32 | - | 3.95 | 14.15 | - | - | 2017-12-17
| Pentair Water Pool And Spa Inc. | Sta-Rite IntelliPro VS+SVRS | 013002 | 1100 | Variable-Speed | 23.73 | - | - | 31.94 | - | - | - | Electronically-Commutated motor | 56 | TRUE | 3 | 1.32 | - | 3.95 | 14.15 | - | - | 2017-12-17
| Pentair Water Pool And Spa Inc. | Sta-Rite IntelliPro VS+SVRS | 013002 | 1100 | Variable-Speed | 23.73 | - | - | 31.94 | - | - | - | Electronically-Commutated motor | 56 | TRUE | 3 | 1.32 | - | 3.95 | 14.15 | - | - | 2017-12-17
| Pentair Water Pool And Spa Inc. | Pentair IntelliFloXF VS+SVRS | 022057 | 1100 | Variable-Speed | 24.02 | - | - | 32.68 | - | - | - | Electronically-Commutated motor | 56 | TRUE | 3 | 1.32 | - | 3.95 | 14.44 | - | - | 2017-12-17
| Pentair Water Pool And Spa Inc. | Pentair IntelliFloXF VS+SVRS | 022057 | 1100 | Variable-Speed | 24.02 | - | - | 32.68 | - | - | - | Electronically-Commutated motor | 56 | TRUE | 3 | 1.32 | - | 3.95 | 14.44 | - | - | 2017-12-17
| Pentair Water Pool And Spa Inc. | Sta-Rite IntelliProXF VS+SVRS | 023057 | 1100 | Variable-Speed | 24.02 | - | - | 32.68 | - | - | - | Electronically-Commutated motor | 56 | TRUE | 3 | 1.32 | - | 3.95 | 14.44 | - | - | 2017-12-17
| Pentair Water Pool And Spa Inc. | Sta-Rite IntelliProXF VS+SVRS | 023057 | 1100 | Variable-Speed | 24.02 | - | - | 32.68 | - | - | - | Electronically-Commutated motor | 56 | TRUE | 3 | 1.32 | - | 3.95 | 14.44 | - | - | 2017-12-17
| Pentair Water Pool And Spa Inc. | Sta-Rite Shasta IntelliPro VS+SVRS | S-013003 | 1100 | Variable-Speed | 23.73 | - | - | 31.94 | - | - | - | Electronically-Commutated motor | 56 | TRUE | 3 | 1.32 | - | 3.95 | 14.15 | - | - | 2017-12-17
| Pentair Water Pool And Spa Inc. | Sta-Rite Shasta IntelliPro VS+SVRS | S-013003 | 1100 | Variable-Speed | 23.73 | - | - | 31.94 | - | - | - | Electronically-Commutated motor | 56 | TRUE | 3 | 1.32 | - | 3.95 | 14.15 | - | - | 2017-12-17
| Pentair Water Pool And Spa Inc. | Pentair WhisperFlo WFDS-4 | 011486 | 1725 | Dual-Speed | 31.75 | - | - | 41.81 | - | - | - | Permanent-Split Capacitor Motor | 56 | TRUE | 0.12 | 1.65 | - | 0.2 | 19.94 | - | - | 2017-12-17
| Pentair Water Pool And Spa Inc. | Pentair WhisperFlo WFDS-6 | 011522 | 1725 | Dual-Speed | 33.65 | - | - | 44.45 | - | - | - | Permanent-Split Capacitor Motor | 56 | TRUE | 0.19 | 1.47 | - | 0.28 | 20.54 | - | - | 2017-12-17
| Pentair Water Pool And Spa Inc. | Pentair WhisperFlo WFDS-8 | 011523 | 1725 | Dual-Speed | 34.55 | - | - | 45.85 | - | - | - | Permanent-Split Capacitor Motor | 56 | TRUE | 0.25 | 1.3 | - | 0.33 | 20.84 | - | - | 2017-12-17
| Pentair Water Pool And Spa Inc. | Pentair WhisperFlo WFDS-28 | 011524 | 1725 | Dual-Speed | 33.65 | - | - | 44.45 | - | - | - | Permanent-Split Capacitor Motor | 56 | TRUE | 0.25 | 1.1 | - | 0.28 | 20.54 | - | - | 2017-12-17
| Pentair Water Pool And Spa Inc. | Pentair WhisperFlo WFDS-30 | 011525 | 1725 | Dual-Speed | 34.55 | - | - | 45.85 | - | - | - | Permanent-Split Capacitor Motor | 56 | TRUE | 0.33 | 1.04 | - | 0.34 | 20.84 | - | - | 2017-12-17
| Pentair Water Pool And Spa Inc. | Pentair WhisperFlo WFDS-24 | 012485 | 1725 | Dual-Speed | 29.67 | - | - | 38.02 | - | - | - | Permanent-Split Capacitor Motor | 56 | TRUE | 0.12 | 1.25 | - | 0.15 | 18.82 | - | - | 2017-12-17
| Pentair Water Pool And Spa Inc. | Pentair WhisperFlo WFDS-26 | 012518 | 1725 | Dual-Speed | 31.75 | - | - | 41.81 | - | - | - | Permanent-Split Capacitor Motor | 56 | TRUE | 0.19 | 1.1 | - | 0.21 | 19.94 | - | - | 2017-12-17
| Pentair Water Pool And Spa Inc. | Pentair WhisperFlo WFDS-3 | 012530 | 1725 | Dual-Speed | 29.67 | - | - | 38.02 | - | - | - | Permanent-Split Capacitor Motor | 56 | TRUE | 0.1 | 1.67 | - | 0.17 | 18.82 | - | - | 2017-12-17
| Pentair Water Pool And Spa Inc. | Pentair WhisperFloXF XFDS-8 | 022007 | 1725 | Dual-Speed | 34.38 | - | - | 46.51 | - | - | - | Capacitor Start - Capacitor Run | 56 | TRUE | 0.25 | 1.3 | - | 0.33 | 20.56 | - | - | 2017-12-17
| Pentair Water Pool And Spa Inc. | Pentair WhisperFloXF XFDS-12 | 022008 | 1725 | Dual-Speed | 37.45 | - | - | 51.52 | - | - | - | Capacitor Start - Capacitor Run | 56 | TRUE | 0.38 | 1.15 | - | 0.44 | 22.54 | - | - | 2017-12-17
| Pentair Water Pool And Spa Inc. | Pentair WhisperFloXF XFDS-30 | 022026 | 1725 | Dual-Speed | 34.58 | - | - | 46.75 | - | - | - | Capacitor Start - Capacitor Run | 56 | TRUE | 0.31 | 1.04 | - | 0.32 | 21.02 | - | - | 2017-12-17
| Pentair Water Pool And Spa Inc. | Sta-Rite Max-E-ProXF XPDS-8 | 023007 | 1725 | Dual-Speed | 34.38 | - | - | 46.51 | - | - | - | Capacitor Start - Capacitor Run | 56 | TRUE | 0.25 | 1.3 | - | 0.33 | 20.56 | - | - | 2017-12-17
| Pentair Water Pool And Spa Inc. | Sta-Rite Max-E-ProXF XPDS-12 | 023008 | 1725 | Dual-Speed | 37.45 | - | - | 51.52 | - | - | - | Capacitor Start - Capacitor Run | 56 | TRUE | 0.38 | 1.15 | - | 0.44 | 22.54 | - | - | 2017-12-17
| Pentair Water Pool And Spa Inc. | Sta-Rite Max-E-ProXF XPDS-30 | 023026 | 1725 | Dual-Speed | 34.58 | - | - | 46.75 | - | - | - | Capacitor Start - Capacitor Run | 56 | TRUE | 0.31 | 1.04 | - | 0.32 | 21.02 | - | - | 2017-12-17
| Pentair Water Pool And Spa Inc. | Pentair SuperFlo SF-N2-1A | 340042 | 1725 | Dual-Speed | 26.7 | - | - | 33.19 | - | - | - | Permanent-Split Capacitor Motor | 56 | TRUE | 0.12 | 1.25 | - | 0.15 | 17.14 | - | - | 2017-12-17
| Pentair Water Pool And Spa Inc. | Pentair SuperFlo SF-N2-1-1/2A | 340043 | 1725 | Dual-Speed | 29.2 | - | - | 37.47 | - | - | - | Permanent-Split Capacitor Motor | 56 | TRUE | 0.19 | 1.1 | - | 0.21 | 18.39 | - | - | 2017-12-17
| Pentair Water Pool And Spa Inc. | Pentair SuperFlo SF-N2-2A | 340044 | 1725 | Dual-Speed | 31.27 | - | - | 40.11 | - | - | - | Permanent-Split Capacitor Motor | 56 | TRUE | 0.25 | 1.1 | - | 0.28 | 19.76 | - | - | 2017-12-17
| Pentair Water Pool And Spa Inc. | Pentair SuperFlo SF-N2-3/4A | 341111 | 1725 | Dual-Speed | 23.18 | - | - | 28.48 | - | - | - | Permanent-Split Capacitor Motor | 56 | TRUE | 0.1 | 1.67 | - | 0.17 | 15.13 | - | - | 2017-12-17
| Pentair Water Pool And Spa Inc. | Pentair Challenger CHII-N2-1A | 346224 | 1725 | Dual-Speed | 27.97 | - | - | 33.75 | - | - | - | Permanent-Split Capacitor Motor | 56 | TRUE | 0.13 | 1.25 | - | 0.1625 | 18.59 | - | - | 2017-12-17
| Pentair Water Pool And Spa Inc. | Pentair Challenger CHII-N2-1-1/2A | 346226 | 1725 | Dual-Speed | 30.32 | - | - | 37.69 | - | - | - | Permanent-Split Capacitor Motor | 56 | TRUE | 0.19 | 1.1 | - | 0.21 | 19.92 | - | - | 2017-12-17
| Pentair Water Pool And Spa Inc. | Pentair Challenger CHII-N2-2A | 346228 | 1725 | Dual-Speed | 33.02 | - | - | 41.35 | - | - | - | Permanent-Split Capacitor Motor | 56 | TRUE | 0.25 | 1.1 | - | 0.28 | 21.16 | - | - | 2017-12-17
| Pentair Water Pool And Spa Inc. | Pentair Challenger CHII-N2-2-1/2A | 346229 | 1725 | Dual-Speed | 35.01 | - | - | 45.37 | - | - | - | Permanent-Split Capacitor Motor | 56 | TRUE | 0.33 | 1.04 | - | 0.34 | 21.48 | - | - | 2017-12-17
| Pentair Water Pool And Spa Inc. | Pentair SuperFlo SF-N2-1A-HP | 346242 | 1725 | Dual-Speed | 26.7 | - | - | 33.19 | - | - | - | Permanent-Split Capacitor Motor | 56 | TRUE | 0.12 | 1.25 | - | 0.15 | 17.14 | - | - | 2017-12-17
| Pentair Water Pool And Spa Inc. | Pentair SuperFlo SF-N2-1-1/2A-HP | 346243 | 1725 | Dual-Speed | 29.2 | - | - | 37.47 | - | - | - | Permanent-Split Capacitor Motor | 56 | TRUE | 0.19 | 1.1 | - | 0.21 | 18.39 | - | - | 2017-12-17
| Pentair Water Pool And Spa Inc. | Pentair SuperFlo SF-N2-2A-HP | 346244 | 1725 | Dual-Speed | 31.27 | - | - | 40.11 | - | - | - | Permanent-Split Capacitor Motor | 56 | TRUE | 0.25 | 1.1 | - | 0.28 | 19.76 | - | - | 2017-12-17
| Pentair Water Pool And Spa Inc. | Pentair Flotec | FPT20510 | 1725 | Dual-Speed | 25.9 | - | - | 34.1 | - | - | - | Capacitor Start - Capacitor Run | 48 | TRUE | 0.13 | 1.6 | - | 0.2 | 15.3 | - | - | 2017-12-17
| Pentair Water Pool And Spa Inc. | Pentair Flotec | FPT20515 | 1725 | Dual-Speed | 28 | - | - | 36.4 | - | - | - | Capacitor Start - Capacitor Run | 48 | TRUE | 0.25 | 1.1 | - | 0.28 | 17.7 | - | - | 2017-12-17
| Pentair Water Pool And Spa Inc. | Sta-Rite Dyna-Pro | MPE6YG-208L | 1725 | Dual-Speed | 33.33 | - | - | 45.345 | - | - | - | Capacitor Start - Capacitor Run | 48 | TRUE | 0.25 | 1.3 | - | 0.33 | 19.864 | - | - | 2017-12-17
| Pentair Water Pool And Spa Inc. | Sta-Rite Dyna-Pro | MPEA6YG-207L | 1725 | Dual-Speed | 31.2 | - | - | 41.818 | - | - | - | Capacitor Start - Capacitor Run | 48 | TRUE | 0.25 | 1.1 | - | 0.27 | 18.896 | - | - | 2017-12-17
| Pentair Water Pool And Spa Inc. | Sta-Rite Dyna-Pro | MPEAA6YG-208L | 1725 | Dual-Speed | 33.33 | - | - | 45.345 | - | - | - | Capacitor Start - Capacitor Run | 48 | TRUE | 0.33 | 1.04 | - | 0.34 | 19.864 | - | - | 2017-12-17
| Pentair Water Pool And Spa Inc. | Sta-Rite Max-E-Pro | P6RA6YF-206LM | 1725 | Dual-Speed | 30.8 | - | - | 38.3 | - | - | - | Permanent-Split Capacitor Motor | 56 | TRUE | 0.19 | 1.1 | - | 0.21 | 20.2 | - | - | 2017-12-17
| Pentair Water Pool And Spa Inc. | Sta-Rite Max-E-Pro | P6RA6YG-207L | 1725 | Dual-Speed | 32.984 | - | - | 43.504 | - | - | - | Capacitor Start - Capacitor Run | 48 | TRUE | 0.25 | 1.1 | - | 0.27 | 20.155 | - | - | 2017-12-17
| Pentair Water Pool And Spa Inc. | Sta-Rite SuperMax N2-3/4A-HP | PHK2RAY6D-101L | 1725 | Dual-Speed | 23.18 | - | - | 28.48 | - | - | - | Permanent-Split Capacitor Motor | 56 | TRUE | 0.1 | 1.67 | - | 0.17 | 15.13 | - | - | 2017-12-17
| Pentair Water Pool And Spa Inc. | Sta-Rite SuperMax N2-1A-HP | PHK2RAY6E-102L | 1725 | Dual-Speed | 26.7 | - | - | 33.19 | - | - | - | Permanent-Split Capacitor Motor | 56 | TRUE | 0.12 | 1.25 | - | 0.15 | 17.14 | - | - | 2017-12-17
| Pentair Water Pool And Spa Inc. | Sta-Rite SuperMax N2-1-1/2A-HP | PHK2RAY6F-103L | 1725 | Dual-Speed | 29.2 | - | - | 37.47 | - | - | - | Permanent-Split Capacitor Motor | 56 | TRUE | 0.19 | 1.1 | - | 0.21 | 18.39 | - | - | 2017-12-17
| Pentair Water Pool And Spa Inc. | Sta-Rite SuperMax N2-2A-HP | PHK2RAY6G-104L | 1725 | Dual-Speed | 31.27 | - | - | 40.11 | - | - | - | Permanent-Split Capacitor Motor | 56 | TRUE | 0.25 | 1.1 | - | 0.28 | 19.76 | - | - | 2017-12-17
| Pentair Water Pool And Spa Inc. | Sta-Rite SuperMax N2-1A-HP | PHKN2RAY6E-102L | 1725 | Dual-Speed | 26.7 | - | - | 33.19 | - | - | - | Permanent-Split Capacitor Motor | 56 | TRUE | 0.12 | 1.25 | - | 0.15 | 17.14 | - | - | 2017-12-17
| Pentair Water Pool And Spa Inc. | Sta-Rite SuperMax N2-1-1/2A-HP | PHKN2RAY6F-103L | 1725 | Dual-Speed | 29.2 | - | - | 37.47 | - | - | - | Permanent-Split Capacitor Motor | 56 | TRUE | 0.19 | 1.1 | - | 0.21 | 18.39 | - | - | 2017-12-17
| Pentair Water Pool And Spa Inc. | Sta-Rite SuperMax N2-2A-HP | PHKN2RAY6G-104L | 1725 | Dual-Speed | 31.27 | - | - | 40.11 | - | - | - | Permanent-Split Capacitor Motor | 56 | TRUE | 0.25 | 1.1 | - | 0.28 | 19.76 | - | - | 2017-12-17
| Pentair Water Pool And Spa Inc. | Pentair IntelliFlo Variable Flow | 011012 | 3450 | Variable-Speed | 73.749 | - | - | 100.209 | - | - | - | Electronically-Commutated motor | 56 | TRUE | 3 | 1.32 | - | 3.95 | 43.968 | - | - | 2017-12-17
| Pentair Water Pool And Spa Inc. | Pentair IntelliFlo Variable Speed | 011018 | 3450 | Variable-Speed | 73.749 | - | - | 100.209 | - | - | - | Electronically-Commutated motor | 56 | TRUE | 3 | 1.32 | - | 3.95 | 43.968 | - | - | 2017-12-17
| Pentair Water Pool And Spa Inc. | Pentair IntelliFlo 2 VST | 011055 | 3450 | Variable-Speed | 72.56 | - | - | 98.67 | - | - | - | Electronically-Commutated motor | 56 | TRUE | 3 | 1.32 | - | 3.95 | 43.47 | - | - | 2017-12-17
| Pentair Water Pool And Spa Inc. | Pentair IntelliFlo VSF | 011056 | 3450 | Variable-Speed | 72.56 | - | - | 98.67 | - | - | - | Electronically-Commutated motor | 56 | TRUE | 3 | 1.32 | - | 3.95 | 43.47 | - | - | 2017-12-17
| Pentair Water Pool And Spa Inc. | Pentair IntelliFlo VS+SVRS | 011057 | 3450 | Variable-Speed | 72.56 | - | - | 98.67 | - | - | - | Electronically-Commutated motor | 56 | TRUE | 3 | 1.32 | - | 3.95 | 43.47 | - | - | 2017-12-17
| Pentair Water Pool And Spa Inc. | Pentair IntelliFlo i1 Variable Speed | 011059 | 3450 | Variable-Speed | 64.08 | - | - | 81.76 | - | - | - | Electronically-Commutated motor | 56 | TRUE | 1 | 3.95 | - | 3.95 | 40.18 | - | - | 2017-12-17
| Pentair Water Pool And Spa Inc. | Pentair IntelliFlo i2 Variable Speed | 011060 | 3450 | Variable-Speed | 68.34 | - | - | 92.22 | - | - | - | Electronically-Commutated motor | 56 | TRUE | 2 | 1.98 | - | 3.95 | 41.45 | - | - | 2017-12-17
| Pentair Water Pool And Spa Inc. | Pentair WhisperFlo WFDS-4 | 011486 | 3450 | Dual-Speed | 64.21 | - | - | 83.24 | - | - | - | Permanent-Split Capacitor Motor | 56 | TRUE | 1 | 1.65 | - | 1.65 | 39.66 | - | - | 2017-12-17
| Pentair Water Pool And Spa Inc. | Pentair WhisperFlo WFE-2 | 011511 | 3450 | Single-Speed | 54.1 | - | - | 67.8 | - | - | - | Permanent-Split Capacitor Motor | 56 | FALSE | 0.5 | 1.9 | - | 0.95 | 34.6 | - | - | 2017-12-17
| Pentair Water Pool And Spa Inc. | Pentair WhisperFlo WFDS-6 | 011522 | 3450 | Dual-Speed | 67.62 | - | - | 88.55 | - | - | - | Permanent-Split Capacitor Motor | 56 | TRUE | 1.5 | 1.47 | - | 2.2 | 41.16 | - | - | 2017-12-17
| Pentair Water Pool And Spa Inc. | Pentair WhisperFlo WFDS-8 | 011523 | 3450 | Dual-Speed | 69.44 | - | - | 92.09 | - | - | - | Permanent-Split Capacitor Motor | 56 | TRUE | 2 | 1.3 | - | 2.6 | 42.06 | - | - | 2017-12-17
| Pentair Water Pool And Spa Inc. | Pentair WhisperFlo WFDS-28 | 011524 | 3450 | Dual-Speed | 67.62 | - | - | 88.55 | - | - | - | Permanent-Split Capacitor Motor | 56 | TRUE | 2 | 1.1 | - | 2.2 | 41.16 | - | - | 2017-12-17
| Pentair Water Pool And Spa Inc. | Pentair WhisperFlo WFDS-30 | 011525 | 3450 | Dual-Speed | 69.44 | - | - | 92.09 | - | - | - | Permanent-Split Capacitor Motor | 56 | TRUE | 2.5 | 1.04 | - | 2.6 | 42.06 | - | - | 2017-12-17
| Pentair Water Pool And Spa Inc. | Pentair WhisperFlo WF-2 | 011578 | 3450 | Single-Speed | 54.1 | - | - | 68 | - | - | - | Permanent-Split Capacitor Motor | 56 | FALSE | 0.5 | 1.95 | - | 0.98 | 34.1 | - | - | 2017-12-17
| Pentair Water Pool And Spa Inc. | Pentair WhisperFlo WF-23 | 011771 | 3450 | Single-Speed | 53.4 | - | - | 67.2 | - | - | - | Permanent-Split Capacitor Motor | 56 | FALSE | 0.75 | 1.25 | - | 0.95 | 34 | - | - | 2017-12-17
| Pentair Water Pool And Spa Inc. | Pentair WhisperFlo WFDS-24 | 012485 | 3450 | Dual-Speed | 58.49 | - | - | 75 | - | - | - | Permanent-Split Capacitor Motor | 56 | TRUE | 1 | 1.25 | - | 1.25 | 37.5 | - | - | 2017-12-17
| Pentair Water Pool And Spa Inc. | Pentair WhisperFlo WFDS-26 | 012518 | 3450 | Dual-Speed | 64.21 | - | - | 83.24 | - | - | - | Permanent-Split Capacitor Motor | 56 | TRUE | 1.5 | 1.1 | - | 1.65 | 39.66 | - | - | 2017-12-17
| Pentair Water Pool And Spa Inc. | Pentair WhisperFlo WFDS-3 | 012530 | 3450 | Dual-Speed | 58.49 | - | - | 75 | - | - | - | Permanent-Split Capacitor Motor | 56 | TRUE | 0.75 | 1.67 | - | 1.25 | 37.5 | - | - | 2017-12-17
| Pentair Water Pool And Spa Inc. | Sta-Rite IntelliPro 2 VST | 013001 | 3450 | Variable-Speed | 70.45 | - | - | 95.14 | - | - | - | Electronically-Commutated motor | 56 | TRUE | 3 | 1.32 | - | 3.95 | 42.29 | - | - | 2017-12-17
| Pentair Water Pool And Spa Inc. | Sta-Rite IntelliPro VS+SVRS | 013002 | 3450 | Variable-Speed | 72.56 | - | - | 98.67 | - | - | - | Electronically-Commutated motor | 56 | TRUE | 3 | 1.32 | - | 3.95 | 43.47 | - | - | 2017-12-17
| Pentair Water Pool And Spa Inc. | Sta-Rite IntelliPro VSF | 013004 | 3450 | Variable-Speed | 70.45 | - | - | 95.14 | - | - | - | Electronically-Commutated motor | 56 | TRUE | 3 | 1.32 | - | 3.95 | 42.29 | - | - | 2017-12-17
| Pentair Water Pool And Spa Inc. | Pentair WhisperFloXF XFDS-8 | 022007 | 3450 | Dual-Speed | 68.35 | - | - | 92.34 | - | - | - | Permanent-Split Capacitor Motor | 56 | TRUE | 2 | 1.3 | - | 2.6 | 41.22 | - | - | 2017-12-17
| Pentair Water Pool And Spa Inc. | Pentair WhisperFloXF XFDS-12 | 022008 | 3450 | Dual-Speed | 74.91 | - | - | 102.11 | - | - | - | Permanent-Split Capacitor Motor | 56 | TRUE | 3 | 1.15 | - | 3.45 | 44.84 | - | - | 2017-12-17
| Pentair Water Pool And Spa Inc. | Pentair WhisperFloXF XFDS-30 | 022026 | 3450 | Dual-Speed | 69.14 | - | - | 93.16 | - | - | - | Permanent-Split Capacitor Motor | 56 | TRUE | 2.5 | 1.04 | - | 2.6 | 41.6 | - | - | 2017-12-17
| Pentair Water Pool And Spa Inc. | Pentair IntelliFloXF Variable Speed | 022055 | 3450 | Variable-Speed | 74.17 | - | - | 100.94 | - | - | - | Electronically-Commutated motor | 56 | TRUE | 3 | 1.32 | - | 3.95 | 44.01 | - | - | 2017-12-17
| Pentair Water Pool And Spa Inc. | Pentair IntelliFloXF VSF | 022056 | 3450 | Variable-Speed | 74.17 | - | - | 100.94 | - | - | - | Electronically-Commutated motor | 56 | TRUE | 3 | 1.32 | - | 3.95 | 44.01 | - | - | 2017-12-17
| Pentair Water Pool And Spa Inc. | Pentair IntelliFloXF VS+SVRS | 022057 | 3450 | Variable-Speed | 74.17 | - | - | 100.94 | - | - | - | Electronically-Commutated motor | 56 | TRUE | 3 | 1.32 | - | 3.95 | 44.01 | - | - | 2017-12-17
| Pentair Water Pool And Spa Inc. | Sta-Rite Max-E-ProXF XPDS-8 | 023007 | 3450 | Dual-Speed | 68.35 | - | - | 92.34 | - | - | - | Permanent-Split Capacitor Motor | 56 | TRUE | 2 | 1.3 | - | 2.6 | 41.22 | - | - | 2017-12-17
| Pentair Water Pool And Spa Inc. | Sta-Rite Max-E-ProXF XPDS-12 | 023008 | 3450 | Dual-Speed | 74.91 | - | - | 102.11 | - | - | - | Permanent-Split Capacitor Motor | 56 | TRUE | 3 | 1.15 | - | 3.45 | 44.84 | - | - | 2017-12-17
| Pentair Water Pool And Spa Inc. | Sta-Rite Max-E-ProXF XPDS-30 | 023026 | 3450 | Dual-Speed | 69.14 | - | - | 93.16 | - | - | - | Permanent-Split Capacitor Motor | 56 | TRUE | 2.5 | 1.04 | - | 2.6 | 41.6 | - | - | 2017-12-17
| Pentair Water Pool And Spa Inc. | Sta-Rite IntelliProXF Variable Speed | 023055 | 3450 | Variable-Speed | 74.17 | - | - | 100.94 | - | - | - | Electronically-Commutated motor | 56 | TRUE | 3 | 1.32 | - | 3.95 | 44.01 | - | - | 2017-12-17
| Pentair Water Pool And Spa Inc. | Sta-Rite IntelliProXF VSF | 023056 | 3450 | Variable-Speed | 74.17 | - | - | 100.94 | - | - | - | Electronically-Commutated motor | 56 | TRUE | 3 | 1.32 | - | 3.95 | 44.01 | - | - | 2017-12-17
| Pentair Water Pool And Spa Inc. | Sta-Rite IntelliProXF VS+SVRS | 023057 | 3450 | Variable-Speed | 74.17 | - | - | 100.94 | - | - | - | Electronically-Commutated motor | 56 | TRUE | 3 | 1.32 | - | 3.95 | 44.01 | - | - | 2017-12-17
| Pentair Water Pool And Spa Inc. | Pentair SuperFlo SF-N2-1A | 340042 | 3450 | Dual-Speed | 53.1 | - | - | 66.05 | - | - | - | Permanent-Split Capacitor Motor | 56 | TRUE | 1 | 1.25 | - | 1.25 | 34.22 | - | - | 2017-12-17
| Pentair Water Pool And Spa Inc. | Pentair SuperFlo SF-N2-1-1/2A | 340043 | 3450 | Dual-Speed | 58.4 | - | - | 74.73 | - | - | - | Permanent-Split Capacitor Motor | 56 | TRUE | 1.5 | 1.1 | - | 1.65 | 36.9 | - | - | 2017-12-17
| Pentair Water Pool And Spa Inc. | Pentair SuperFlo SF-N2-2A | 340044 | 3450 | Dual-Speed | 62.63 | - | - | 80.15 | - | - | - | Permanent-Split Capacitor Motor | 56 | TRUE | 2 | 1.1 | - | 2.2 | 39.4 | - | - | 2017-12-17
| Pentair Water Pool And Spa Inc. | Pentair SuperFlo SF-N2-3/4A | 341111 | 3450 | Dual-Speed | 46.33 | - | - | 57.19 | - | - | - | Permanent-Split Capacitor Motor | 56 | TRUE | 0.75 | 1.67 | - | 1.25 | 30.46 | - | - | 2017-12-17
| Pentair Water Pool And Spa Inc. | Pentair SuperFlo Variable Speed | 342001 | 3450 | Variable-Speed | 64.74 | - | - | 81.83 | - | - | - | Electronically Commutated Motor | 56 | TRUE | 1.5 | 1.46 | - | 2.2 | 40.74 | - | - | 2017-12-17
| Pentair Water Pool And Spa Inc. | Sta-Rite SuperMax Variable Speed | 343000 | 3450 | Variable-Speed | 57.84 | - | - | 74.05 | - | - | - | Electronically Commutated Motor | 48 | TRUE | 1.65 | 1 | - | 1.65 | 36.38 | - | - | 2017-12-17
| Pentair Water Pool And Spa Inc. | Sta-Rite SuperMax Variable Speed | 343001 | 3450 | Variable-Speed | 64.74 | - | - | 81.83 | - | - | - | Electronically Commutated Motor | 56 | TRUE | 1.5 | 1.46 | - | 2.2 | 40.74 | - | - | 2017-12-17
| Pentair Water Pool And Spa Inc. | Pentair Challenger CHII-N1-1/2FE | 345212 | 3450 | Single-Speed | 49.5 | - | - | 59.9 | - | - | - | Permanent-Split Capacitor Motor | 56 | FALSE | 0.5 | 1.9 | - | 0.95 | 35.5 | - | - | 2017-12-17
| Pentair Water Pool And Spa Inc. | Pentair Challenger CHII-N2-1A | 346224 | 3450 | Dual-Speed | 56.24 | - | - | 68.1 | - | - | - | Permanent-Split Capacitor Motor | 56 | TRUE | 1 | 1.25 | - | 1.25 | 37.29 | - | - | 2017-12-17
| Pentair Water Pool And Spa Inc. | Pentair Challenger CHII-N2-1-1/2A | 346226 | 3450 | Dual-Speed | 61.87 | - | - | 77.61 | - | - | - | Permanent-Split Capacitor Motor | 56 | TRUE | 1.5 | 1.1 | - | 1.65 | 39.75 | - | - | 2017-12-17
| Pentair Water Pool And Spa Inc. | Pentair Challenger CHII-N2-2A | 346228 | 3450 | Dual-Speed | 66.09 | - | - | 83.31 | - | - | - | Permanent-Split Capacitor Motor | 56 | TRUE | 2 | 1.1 | - | 2.2 | 41.97 | - | - | 2017-12-17
| Pentair Water Pool And Spa Inc. | Pentair Challenger CHII-N2-2-1/2A | 346229 | 3450 | Dual-Speed | 70.72 | - | - | 92.68 | - | - | - | Permanent-Split Capacitor Motor | 56 | TRUE | 2.5 | 1.04 | - | 2.6 | 43.1 | - | - | 2017-12-17
| Pentair Water Pool And Spa Inc. | Pentair SuperFlo SF-N2-1A-HP | 346242 | 3450 | Dual-Speed | 53.1 | - | - | 66.05 | - | - | - | Permanent-Split Capacitor Motor | 56 | TRUE | 1 | 1.25 | - | 1.25 | 34.22 | - | - | 2017-12-17
| Pentair Water Pool And Spa Inc. | Pentair SuperFlo SF-N2-1-1/2A-HP | 346243 | 3450 | Dual-Speed | 58.4 | - | - | 74.73 | - | - | - | Permanent-Split Capacitor Motor | 56 | TRUE | 1.5 | 1.1 | - | 1.65 | 36.9 | - | - | 2017-12-17
| Pentair Water Pool And Spa Inc. | Pentair SuperFlo SF-N2-2A-HP | 346244 | 3450 | Dual-Speed | 62.63 | - | - | 80.15 | - | - | - | Permanent-Split Capacitor Motor | 56 | TRUE | 2 | 1.1 | - | 2.2 | 39.4 | - | - | 2017-12-17
| Pentair Water Pool And Spa Inc. | Pentair Flotec | FPT20510 | 3450 | Dual-Speed | 51 | - | - | 67.2 | - | - | - | Capacitor Start - Capacitor Run | 48 | TRUE | 0.75 | 1.6 | - | 1.2 | 31.6 | - | - | 2017-12-17
| Pentair Water Pool And Spa Inc. | Pentair Flotec | FPT20515 | 3450 | Dual-Speed | 56 | - | - | 72.9 | - | - | - | Capacitor Start - Capacitor Run | 48 | TRUE | 1.5 | 1.1 | - | 1.65 | 34.6 | - | - | 2017-12-17
| Pentair Water Pool And Spa Inc. | Sta-Rite DynaPro | MPE6C-204L | 3450 | Single-Speed | 51.3 | - | - | 67.5 | - | - | - | Capacitor Start - Capacitor Run | 48 | FALSE | 0.5 | 1.9 | - | 0.95 | 32 | - | - | 2017-12-17
| Pentair Water Pool And Spa Inc. | Sta-Rite Dyna-Pro | MPE6YG-208L | 3450 | Dual-Speed | 66.847 | - | - | 90.95 | - | - | - | Permanent-Split Capacitor Motor | 48 | TRUE | 2 | 1.3 | - | 2.6 | 40.106 | - | - | 2017-12-17
| Pentair Water Pool And Spa Inc. | Sta-Rite DynaPro | MPEA6D-204L | 3450 | Single-Speed | 50.6 | - | - | 65.7 | - | - | - | Capacitor Start - Capacitor Run | 48 | FALSE | 0.75 | 1.27 | - | 0.95 | 31.4 | - | - | 2017-12-17
| Pentair Water Pool And Spa Inc. | Sta-Rite Dyna-Pro | MPEA6YG-207L | 3450 | Dual-Speed | 62.433 | - | - | 84.524 | - | - | - | Permanent-Split Capacitor Motor | 48 | TRUE | 2 | 1.1 | - | 2.2 | 37.851 | - | - | 2017-12-17
| Pentair Water Pool And Spa Inc. | Sta-Rite Dyna-Pro | MPEAA6YG-208L | 3450 | Dual-Speed | 66.847 | - | - | 90.95 | - | - | - | Permanent-Split Capacitor Motor | 48 | TRUE | 2.5 | 1.04 | - | 2.6 | 40.106 | - | - | 2017-12-17
| Pentair Water Pool And Spa Inc. | Sta-Rite Max-E-Pro | P6E6C-204L | 3450 | Single-Speed | 52.1 | - | - | 63.4 | - | - | - | Capacitor Start - Capacitor Run | 48 | FALSE | 0.5 | 1.9 | - | 0.95 | 34.5 | - | - | 2017-12-17
| Pentair Water Pool And Spa Inc. | Sta-Rite IntelliPro Variable Speed | P6E6VS4H-209L | 3450 | Variable-Speed | 70.969 | - | - | 97.181 | - | - | - | Electronically-Commutated motor | 56 | TRUE | 3 | 1.32 | - | 3.95 | 42.139 | - | - | 2017-12-17
| Pentair Water Pool And Spa Inc. | Sta-Rite Max-E-Pro | P6RA6YF-206LM | 3450 | Dual-Speed | 61.7 | - | - | 76.5 | - | - | - | Permanent-Split Capacitor Motor | 56 | TRUE | 1.5 | 1.1 | - | 1.65 | 40.2 | - | - | 2017-12-17
| Pentair Water Pool And Spa Inc. | Sta-Rite Max-E-Pro | P6RA6YG-207L | 3450 | Dual-Speed | 65.745 | - | - | 86.579 | - | - | - | Permanent-Split Capacitor Motor | 48 | TRUE | 2 | 1.1 | - | 2.2 | 40.022 | - | - | 2017-12-17
| Pentair Water Pool And Spa Inc. | Sta-Rite SuperMax N2-3/4A-HP | PHK2RAY6D-101L | 3450 | Dual-Speed | 46.33 | - | - | 57.19 | - | - | - | Permanent-Split Capacitor Motor | 56 | TRUE | 0.75 | 1.67 | - | 1.25 | 30.46 | - | - | 2017-12-17
| Pentair Water Pool And Spa Inc. | Sta-Rite SuperMax N2-1A-HP | PHK2RAY6E-102L | 3450 | Dual-Speed | 53.1 | - | - | 66.05 | - | - | - | Permanent-Split Capacitor Motor | 56 | TRUE | 1 | 1.25 | - | 1.25 | 34.22 | - | - | 2017-12-17
| Pentair Water Pool And Spa Inc. | Sta-Rite SuperMax N2-1-1/2A-HP | PHK2RAY6F-103L | 3450 | Dual-Speed | 58.4 | - | - | 74.73 | - | - | - | Permanent-Split Capacitor Motor | 56 | TRUE | 1.5 | 1.1 | - | 1.65 | 36.9 | - | - | 2017-12-17
| Pentair Water Pool And Spa Inc. | Sta-Rite SuperMax N2-2A-HP | PHK2RAY6G-104L | 3450 | Dual-Speed | 62.63 | - | - | 80.15 | - | - | - | Permanent-Split Capacitor Motor | 56 | TRUE | 2 | 1.1 | - | 2.2 | 39.4 | - | - | 2017-12-17
| Pentair Water Pool And Spa Inc. | Sta-Rite SuperMax N2-1A-HP | PHKN2RAY6E-102L | 3450 | Dual-Speed | 53.1 | - | - | 66.05 | - | - | - | Permanent-Split Capacitor Motor | 56 | TRUE | 1 | 1.25 | - | 1.25 | 34.22 | - | - | 2017-12-17
| Pentair Water Pool And Spa Inc. | Sta-Rite SuperMax N2-1-1/2A-HP | PHKN2RAY6F-103L | 3450 | Dual-Speed | 58.4 | - | - | 74.73 | - | - | - | Permanent-Split Capacitor Motor | 56 | TRUE | 1.5 | 1.1 | - | 1.65 | 36.9 | - | - | 2017-12-17
| Pentair Water Pool And Spa Inc. | Sta-Rite SuperMax N2-2A-HP | PHKN2RAY6G-104L | 3450 | Dual-Speed | 62.63 | - | - | 80.15 | - | - | - | Permanent-Split Capacitor Motor | 56 | TRUE | 2 | 1.1 | - | 2.2 | 39.4 | - | - | 2017-12-17
| Pentair Water Pool And Spa Inc. | Pentair Shasta IntelliFlo VSF | S-011056 | 3450 | Variable-Speed | 72.56 | - | - | 98.67 | - | - | - | Electronically-Commutated motor | 56 | TRUE | 3 | 1.32 | - | 3.95 | 43.47 | - | - | 2017-12-17
| Pentair Water Pool And Spa Inc. | Pentair Shasta IntelliFlo 2 VST | S-011058 | 3450 | Variable-Speed | 72.56 | - | - | 98.67 | - | - | - | Electronically-Commutated motor | 56 | TRUE | 3 | 1.32 | - | 3.95 | 43.47 | - | - | 2017-12-17
| Pentair Water Pool And Spa Inc. | Sta-Rite Shasta IntelliPro VS+SVRS | S-013003 | 3450 | Variable-Speed | 72.56 | - | - | 98.67 | - | - | - | Electronically-Commutated motor | 56 | TRUE | 3 | 1.32 | - | 3.95 | 43.47 | - | - | 2017-12-17
| Hayward | Hayward | HCP2500VSP | 3450 | Variable-speed | 69 | - | - | 96 | - | - | - | Electronically-commutated motor | 48 | TRUE | 2.7 | 1 | - | 2.7 | 41 | - | - | 2019-04-12
| Hayward | Hayward | HCP2500VSP | 1725 | Variable-speed | 35 | - | - | 47 | - | - | - | Electronically-commutated motor | 48 | TRUE | 2.7 | 1 | - | 2.7 | 21 | - | - | 2019-04-12
| Hayward | Hayward | HCP2500VSP | 1125 | Variable-speed | 23 | - | - | 31 | - | - | - | Electronically-commutated motor | 48 | TRUE | 2.7 | 1 | - | 2.7 | 14 | - | - | 2019-04-12
| Hayward | Hayward | HCP2500VSP | 600 | Variable-speed | 13 | - | - | 17 | - | - | - | Electronically-commutated motor | 48 | TRUE | 2.7 | 1 | - | 2.7 | 8 | - | - | 2019-04-12
| Hayward | Hayward | HCP2500VSPVR | 3450 | Variable-speed | 70 | - | - | 97 | - | - | - | Electronically-commutated motor | 48 | TRUE | 2.7 | 1 | - | 2.7 | 41 | - | - | 2019-04-12
| Hayward | Hayward | HCP2500VSPVR | 1725 | Variable-speed | 35 | - | - | 48 | - | - | - | Electronically-commutated motor | 48 | TRUE | 2.7 | 1 | - | 2.7 | 22 | - | - | 2019-04-12
| Hayward | Hayward | HCP2500VSPVR | 1500 | Variable-speed | 28 | - | - | 39 | - | - | - | Electronically-commutated motor | 48 | TRUE | 2.7 | 1 | - | 2.7 | 17 | - | - | 2019-04-12
| Hayward | Hayward | HCP2500VSPVR | 1000 | Variable-speed | 20 | - | - | 28 | - | - | - | Electronically-commutated motor | 48 | TRUE | 2.7 | 1 | - | 2.7 | 12 | - | - | 2019-04-12
| Hayward | Hayward | SP1580X15VSP | 3400 | Variable-speed | 49 | - | - | 64 | - | - | - | Electronically-commutated motor | 48 | TRUE | 1 | 1.1 | - | 1.1 | 30 | - | - | 2019-04-12
| Hayward | Hayward | SP1580X15VSP | 1700 | Variable-speed | 24 | - | - | 32 | - | - | - | Electronically-commutated motor | 48 | TRUE | 1 | 1.1 | - | 1.1 | 15 | - | - | 2019-04-12
| Hayward | Hayward | SP1580X15VSP | 1350 | Variable-speed | 19 | - | - | 25 | - | - | - | Electronically-commutated motor | 48 | TRUE | 1 | 1.1 | - | 1.1 | 12 | - | - | 2019-04-12
| Hayward | Hayward | SP1580X15VSP | 1000 | Variable-speed | 14 | - | - | 18 | - | - | - | Electronically-commutated motor | 48 | TRUE | 1 | 1.1 | - | 1.1 | 8 | - | - | 2019-04-12
| Hayward | Hayward | W3SP2303VSP | 3450 | Variable-speed | 51 | - | - | 65 | - | - | - | Electronically-commutated motor | 48 | TRUE | 1.65 | 1 | - | 1.65 | 32 | - | - | 2019-09-11
| Hayward | Hayward | W3SP2303VSP | 1725 | Variable-speed | 25 | - | - | 32 | - | - | - | Electronically-commutated motor | 48 | TRUE | 1.65 | 1 | - | 1.65 | 16 | - | - | 2019-09-11
| Hayward | Hayward | W3SP2303VSP | 1350 | Variable-speed | 20 | - | - | 25 | - | - | - | Electronically-commutated motor | 48 | TRUE | 1.65 | 1 | - | 1.65 | 12 | - | - | 2019-09-11
| Hayward | Hayward | W3SP2303VSP | 600 | Variable-speed | 8 | - | - | 10 | - | - | - | Electronically-commutated motor | 48 | TRUE | 1.65 | 1 | - | 1.65 | 5 | - | - | 2019-09-11
| Hayward | Hayward | W3SP2603VSP | 3450 | Variable-speed | 55 | - | - | 70 | - | - | - | Electronically-commutated motor | 56 | TRUE | 1.65 | 1 | - | 1.65 | 34 | - | - | 2019-09-11
| Hayward | Hayward | W3SP2603VSP | 1725 | Variable-speed | 27 | - | - | 35 | - | - | - | Electronically-commutated motor | 56 | TRUE | 1.65 | 1 | - | 1.65 | 17 | - | - | 2019-09-11
| Hayward | Hayward | W3SP2603VSP | 1250 | Variable-speed | 19 | - | - | 25 | - | - | - | Electronically-commutated motor | 56 | TRUE | 1.65 | 1 | - | 1.65 | 12 | - | - | 2019-09-11
| Hayward | Hayward | W3SP2603VSP | 600 | Variable-speed | 9 | - | - | 11 | - | - | - | Electronically-commutated motor | 56 | TRUE | 1.65 | 1 | - | 1.65 | 5 | - | - | 2019-09-11
| Hayward | Hayward | W3SP3202VSP | 3450 | Variable-speed | 63 | - | - | 84 | - | - | - | Electronically-commutated motor | 48 | TRUE | 1.85 | 1 | - | 1.85 | 38 | - | - | 2019-09-11
| Hayward | Hayward | W3SP3202VSP | 1725 | Variable-speed | 32 | - | - | 42 | - | - | - | Electronically-commutated motor | 48 | TRUE | 1.85 | 1 | - | 1.85 | 19 | - | - | 2019-09-11
| Hayward | Hayward | W3SP3202VSP | 1275 | Variable-speed | 24 | - | - | 31 | - | - | - | Electronically-commutated motor | 48 | TRUE | 1.85 | 1 | - | 1.85 | 14 | - | - | 2019-09-11
| Hayward | Hayward | W3SP3202VSP | 600 | Variable-speed | 12 | - | - | 15 | - | - | - | Electronically-commutated motor | 48 | TRUE | 1.85 | 1 | - | 1.85 | 7 | - | - | 2019-09-11
| Hayward | Hayward | W3SP3206VSP | 3450 | Variable-speed | 69 | - | - | 96 | - | - | - | Electronically-commutated motor | 48 | TRUE | 2.7 | 1 | - | 2.7 | 41 | - | - | 2019-09-11
| Hayward | Hayward | W3SP3206VSP | 1725 | Variable-speed | 34 | - | - | 47 | - | - | - | Electronically-commutated motor | 48 | TRUE | 2.7 | 1 | - | 2.7 | 21 | - | - | 2019-09-11
| Hayward | Hayward | W3SP3206VSP | 1125 | Variable-speed | 23 | - | - | 31 | - | - | - | Electronically-commutated motor | 48 | TRUE | 2.7 | 1 | - | 2.7 | 14 | - | - | 2019-09-11
| Hayward | Hayward | W3SP3206VSP | 600 | Variable-speed | 13 | - | - | 17 | - | - | - | Electronically-commutated motor | 48 | TRUE | 2.7 | 1 | - | 2.7 | 8 | - | - | 2019-09-11
| Zodiac Pool Systems LLC | Jandy | VSFHP085AUT | 3450 | Variable-Speed | 52 | - | - | 66 | - | - | - | Electronically-commutated motor | 48 | TRUE | 0.85 | 1 | - | 0.85 | 33 | - | - | 2019-12-20
| Zodiac Pool Systems LLC | Jandy | VSFHP085AUT | 1730 | Variable-Speed | 27 | - | - | 35 | - | - | - | Electronically-Commutated motor | 48 | TRUE | 0.85 | 1 | - | 0.85 | 17 | - | - | 2019-12-20
| Zodiac Pool Systems LLC | Jandy | VSFHP085AUT | 600 | Variable-Speed | 12 | - | - | 7 | - | - | - | Electronically-Commutated motor | 48 | TRUE | 0.85 | 1 | - | 0.85 | 15 | - | - | 2019-12-20
| Zodiac Pool Systems LLC | Jandy | VSFHP085JEP | 3450 | Variable-Speed | 52 | - | - | 66 | - | - | - | Electronically-commutated motor | 48 | TRUE | 0.85 | 1 | - | 0.85 | 33 | - | - | 2019-12-20
| Zodiac Pool Systems LLC | Jandy | VSFHP085JEP | 1730 | Variable-Speed | 27 | - | - | 35 | - | - | - | Electronically-Commutated motor | 48 | TRUE | 0.85 | 1 | - | 0.85 | 17 | - | - | 2019-12-20
| Zodiac Pool Systems LLC | Jandy | VSFHP085JEP | 600 | Variable-Speed | 12 | - | - | 7 | - | - | - | Electronically-Commutated motor | 48 | TRUE | 0.85 | 1 | - | 0.85 | 15 | - | - | 2019-12-20
| Zodiac Pool Systems LLC | Jandy | VSFHP185DV2A | 3450 | Variable-Speed | 63 | - | - | 83 | - | - | - | Electronically-Commutated motor | 48 | TRUE | 1.85 | 1 | - | 1.85 | 38 | - | - | 2019-12-20
| Zodiac Pool Systems LLC | Jandy | VSFHP185DV2A | 1730 | Variable-Speed | 32 | - | - | 42 | - | - | - | Electronically-Commutated motor | 48 | TRUE | 1.85 | 1 | - | 1.85 | 20 | - | - | 2019-12-20
| Zodiac Pool Systems LLC | Jandy | VSFHP185DV2A | 600 | Variable-Speed | 13 | - | - | 17 | - | - | - | Electronically-Commutated motor | 48 | TRUE | 1.85 | 1 | - | 1.85 | 8 | - | - | 2019-12-20
| Zodiac Pool Systems LLC | Jandy | VSFHP270DV2A | 3450 | Variable-Speed | 67 | - | - | 89 | - | - | - | Electronically-Commutated motor | 48 | TRUE | 2.7 | 1 | - | 2.7 | 40 | - | - | 2019-12-20
| Zodiac Pool Systems LLC | Jandy | VSFHP270DV2A | 1730 | Variable-Speed | 33 | - | - | 45 | - | - | - | Electronically-Commutated motor | 48 | TRUE | 2.7 | 1 | - | 2.7 | 20 | - | - | 2019-12-20
| Zodiac Pool Systems LLC | Jandy | VSFHP270DV2A | 600 | Variable-Speed | 13 | - | - | 18 | - | - | - | Electronically-Commutated motor | 48 | TRUE | 2.7 | 1 | - | 2.7 | 8 | - | - | 2019-12-20
| Zodiac Pool Systems LLC | Jandy | VSPHP270DV2A | 3450 | Variable-Speed | 69 | - | - | 93 | - | - | - | Electronically-Commutated motor | 48 | TRUE | 2.7 | 1 | - | 2.7 | 41 | - | - | 2019-12-20
| Zodiac Pool Systems LLC | Jandy | VSPHP270DV2A | 1730 | Variable-Speed | 35 | - | - | 48 | - | - | - | Electronically-Commutated motor | 48 | TRUE | 2.7 | 1 | - | 2.7 | 21 | - | - | 2019-12-20
| Zodiac Pool Systems LLC | Jandy | VSPHP270DV2A | 600 | Variable-Speed | 16 | - | - | 22 | - | - | - | Electronically-Commutated motor | 48 | TRUE | 2.7 | 1 | - | 2.7 | 10 | - | - | 2019-12-20
| Zodiac Pool Systems LLC | Jandy | VSSHP270DV2A | 3450 | Variable-Speed | 69 | - | - | 93 | - | - | - | Electronically-Commutated motor | 48 | TRUE | 2.7 | 1 | - | 2.7 | 41 | - | - | 2019-12-20
| Zodiac Pool Systems LLC | Jandy | VSSHP270DV2A | 1730 | Variable-Speed | 36 | - | - | 48 | - | - | - | Electronically-Commutated motor | 48 | TRUE | 2.7 | 1 | - | 2.7 | 21 | - | - | 2019-12-20
| Zodiac Pool Systems LLC | Jandy | VSSHP270DV2A | 600 | Variable-Speed | 16 | - | - | 22 | - | - | - | Electronically-Commutated motor | 48 | TRUE | 2.7 | 1 | - | 2.7 | 10 | - | - | 2019-12-20
| Zodiac Pool Systems LLC | Jandy | VSSHP220DV2A | 3450 | Variable-Speed | 67 | - | - | 91 | - | - | - | Electronically-Commutated motor | 48 | TRUE | 2.2 | 1 | - | 2.2 | 40 | - | - | 2019-12-20
| Zodiac Pool Systems LLC | Jandy | VSSHP220DV2A | 1730 | Variable-Speed | 34 | - | - | 47 | - | - | - | Electronically-Commutated motor | 48 | TRUE | 2.2 | 1 | - | 2.2 | 20 | - | - | 2019-12-20
| Zodiac Pool Systems LLC | Jandy | VSSHP220DV2A | 600 | Variable-Speed | 14 | - | - | 19 | - | - | - | Electronically-Commutated motor | 48 | TRUE | 2.2 | 1 | - | 2.2 | 9 | - | - | 2019-12-20
| Hayward | Hayward | JVS165S | 3450 | Variable-speed | 50 | - | - | 64 | - | - | 9.9 | Electronically-commutated motor | 48 | TRUE | 1.65 | 1 | - | 1.65 | 32 | - | - | 2020-11-10
| Hayward | Hayward | JVS165S | 1725 | Variable-speed | 26 | - | - | 32 | - | - | 9.9 | Electronically-commutated motor | 48 | TRUE | 1.65 | 1 | - | 1.65 | 16 | - | - | 2020-11-10
| Hayward | Hayward | JVS165S | 1350 | Variable-speed | 20 | - | - | 25 | - | - | 9.9 | Electronically-commutated motor | 48 | TRUE | 1.65 | 1 | - | 1.65 | 13 | - | - | 2020-11-10
| Hayward | Hayward | JVS165S | 600 | Variable-speed | 9 | - | - | 11 | - | - | 9.9 | Electronically-commutated motor | 48 | TRUE | 1.65 | 1 | - | 1.65 | 6 | - | - | 2020-11-10
| Hayward | Hayward | JVS185S | 3450 | Variable-speed | 64 | - | - | 84 | - | - | 7.9 | Electronically-commutated motor | 48 | TRUE | 1.85 | 1 | - | 1.85 | 38 | - | - | 2020-11-10
| Hayward | Hayward | JVS185S | 1725 | Variable-speed | 32 | - | - | 42 | - | - | 7.9 | Electronically-commutated motor | 48 | TRUE | 1.85 | 1 | - | 1.85 | 19 | - | - | 2020-11-10
| Hayward | Hayward | JVS185S | 1275 | Variable-speed | 24 | - | - | 32 | - | - | 7.9 | Electronically-commutated motor | 48 | TRUE | 1.85 | 1 | - | 1.85 | 14 | - | - | 2020-11-10
| Hayward | Hayward | JVS185S | 600 | Variable-speed | 12 | - | - | 16 | - | - | 7.9 | Electronically-commutated motor | 48 | TRUE | 1.85 | 1 | - | 1.85 | 7 | - | - | 2020-11-10
| Hayward | Hayward | JVS270S | 3450 | Variable-speed | 69 | - | - | 96 | - | - | 7 | Electronically-commutated motor | 48 | TRUE | 2.7 | 1 | - | 2.7 | 41 | - | - | 2020-11-10
| Hayward | Hayward | JVS270S | 1725 | Variable-speed | 34 | - | - | 47 | - | - | 7 | Electronically-commutated motor | 48 | TRUE | 2.7 | 1 | - | 2.7 | 21 | - | - | 2020-11-10
| Hayward | Hayward | JVS270S | 1125 | Variable-speed | 23 | - | - | 31 | - | - | 7 | Electronically-commutated motor | 48 | TRUE | 2.7 | 1 | - | 2.7 | 14 | - | - | 2020-11-10
| Hayward | Hayward | JVS270S | 600 | Variable-speed | 13 | - | - | 17 | - | - | 7 | Electronically-commutated motor | 48 | TRUE | 2.7 | 1 | - | 2.7 | 8 | - | - | 2020-11-10
| Hayward | Hayward | V2SP32900VSP | 3450 | Variable-Speed | 64 | - | - | 85 | - | - | 8.3 | Electronically-commutated motor | 48 | TRUE | 1.85 | 1 | - | 1.85 | 38 | - | - | 2021-07-16
| Hayward | Hayward | V2SP32900VSP | 1725 | Variable-Speed | 32 | - | - | 41 | - | - | 8.3 | Electronically-commutated motor | 48 | TRUE | 1.85 | 1 | - | 1.85 | 19 | - | - | 2021-07-16
| Hayward | Hayward | V2SP32900VSP | 600 | Variable-Speed | 11 | - | - | 14 | - | - | 8.3 | Electronically-commutated motor | 48 | TRUE | 1.85 | 1 | - | 1.85 | 7 | - | - | 2021-07-16
| Hayward | Hayward | V2SP23520VSP | 3450 | Variable-Speed | 52 | - | - | 66 | - | - | 10.2 | Electronically-commutated motor | 48 | TRUE | 1.65 | 1 | - | 1.65 | 33 | - | - | 2021-07-16
| Hayward | Hayward | V2SP23520VSP | 1725 | Variable-Speed | 26 | - | - | 33 | - | - | 10.2 | Electronically-commutated motor | 48 | TRUE | 1.65 | 1 | - | 1.65 | 16 | - | - | 2021-07-16
| Hayward | Hayward | V2SP23520VSP | 600 | Variable-Speed | 9 | - | - | 12 | - | - | 10.2 | Electronically-commutated motor | 48 | TRUE | 1.65 | 1 | - | 1.65 | 6 | - | - | 2021-07-16